{"text_format":"1","workbook":"xlsx","n_sheets":13,"sheets":["Instructions","Scenario Setup","BMP Costs","Optimization Results","Adjustments","MarylandCountyList","TMDLLoads","UnusedAgPracticeCostsMDE","CountyLoads","Cost Result Chart","Nitrogen Result Chart","Phosphorus Result Chart","Sediment Result Chart"],"not_rendered":{"charts":9,"images":3,"macros":1,"external_links":0,"defined_names":2,"comments":2,"pivot_tables":0},"unopened":[{"sheet":"Cost Result Chart","index":9,"reason":"not_a_worksheet"},{"sheet":"Nitrogen Result Chart","index":10,"reason":"not_a_worksheet"},{"sheet":"Phosphorus Result Chart","index":11,"reason":"not_a_worksheet"},{"sheet":"Sediment Result Chart","index":12,"reason":"not_a_worksheet"}],"bounds":{"document_bytes":16777216,"sheet_cells":100000,"rows_first":2000,"rows_last":500,"rows_between":2000,"halvings":0,"cell_chars":16384,"cell_head_chars":4096},"cells_cut":0,"cells_raw":0,"read":"whole","date_system":"1900"}

{"sheet":"Instructions","index":0,"n_rows":59,"n_cols":2,"rows_kept":59,"cut":false,"hidden":false,"merged":[]}
["Clean Water Optimization Tool"]
["Eastern Shore, Maryland Version 1.01"]
["December 2014"]
["Updated April 2015"]
[]
["What is the Clean Water Optimization Tool?"]
["The Clean Water Optimization Tool (Tool) is a planning tool for Maryland Eastern Shore communities to develop cost-effective stormwater best management practice "]
["(BMP) scenarios for meeting Watershed Implementation Plan (WIP) goals. For each scenario, the Tool provides the number of units treated by each selected BMP, "]
["an estimate of the associated annual nitrogen, phosphorus and sediment load reductions and the total cost, so that users can compare results across scenarios. "]
[]
["The Tool focuses solely on the stormwater sector, and does not include BMPs for agriculture, forest or wastewater at this time, although the Tool does provide  "]
["the option to track loads from agricultural land that are treated by BMPs located on urban land.  The results are for planning purposes only and should not be"]
["used to develop detailed budgets or capital improvement project plans.  Communities are encouraged to conduct desktop and field assessments to identify "]
["specific locations for BMPs to increase the reliability of the Tool results.  Guidance on conducting these assessments is provided in the User Guide."]
[]
["How is the Tool Different From the Maryland Assessment and Scenario Tool (MAST)?"]
["The Tool includes the following features that are not included in MAST: "]
["l","Incorporates a full suite of BMPs, including ones not currently credited in the Chesapeake Watershed Model (credits for some of these BMPs are currently "]
[null,"under development, while others are not yet available but show promise for significantly reducing the costs to achieve the WIP goals)"]
["l","Allows the user to optimize BMP selection based on cost-effectiveness for a particular pollutant"]
["l","Incorporates assumptions about the practicality of installing each type of BMP, so that the resulting scenarios are realistic and achieveable"]
["l","Includes cost data that has been adjusted for the Eastern Shore counties"]
["l","Scenarios can be run at a user-defined scale"]
[]
["The Tool relies on much of the same data used in MAST, including land use/ pollutant loading rates and pollutant reduction credits (for those BMPs included in "]
["the Bay Model). To calculate and receive credit for BMP implementation, communities will still need to use MAST to develop scenarios and report BMPs.  "]
[]
["Required Data Inputs"]
["To develop a BMP scenario using the Tool, it is necessary to enter the County of interest, timeframe for meeting the pollutant reduction goals (2017 or 2025), "]
["NPDES regulatory status, the pollutant on which to base the optimization, the maximum practical number of units that can be treated by each BMP and the"]
["impervious area treated by stormwater retrofits. It is recommended that the maximum practical units treated be developed by calculating the total available units "]
["in the county (i.e., acres of pervious land, linear feet of stream) and then discounting this number to account for limitations on implementation feasibilty, such as "]
["landowner willingness to install BMPs and site constraints. The User Guide provides some general guidance on this process."]
[]
["Optional data inputs include: user-entered load reduction targets (e.g., for running scenarios at a scale other than the county scale), program budget, "]
["identification of priority BMPs to receive higher weight in the optimization process, estimated pollutant reductions for BMPs that were installed between 2013 "]
["and the present or are in the pipeline for near-term installation, and the willingness to pay and maximum amount to spend on cross sector trading. "]
[]
["Most defaults in the Tool can be overrided when better local data is available, for example, BMP costs and assumptions regarding drainage area impervious cover "]
["for different BMP types."]
[]
["How to Use the Tool"]
["Follow the steps below. In each worksheet, input data into the YELLOW cells, which are required inputs. BLUE cells are optional inputs or contain defaults that can "]
["be overrided if desired. Results cells are shown in PURPLE. BMPs that are credited in the Chesapeake Bay Watershed Model are in GREEN, and BMPs that are not "]
["currently given credit are in GRAY. A complete User Manual is available at www.cwp.org "]
[]
["1. ","Use the Scenario Setup sheet to set up each scenario; the maximum practical number of units that can be treated by each BMP is a required input; "]
[null,"the user Guide provides instructions on how to derive this estimate"]
["2. ","Review the default BMP costs in the BMP Costs sheet and customize with locally available data if desired"]
["3.","Use the Optimization Results sheet to select which pollutant to optimize on, and view the scenario results to determine how much of the required load  "]
[null,"reduction can be met with the scenario and the total cost."]
["4.","Charts are provided in the Cost Result Chart, Nitrogen Result Chart, Phosphorus Result Chart and Sediment Result Chart sheets."]
[]
["Because results display the cost per pound of each BMP, the user can then go back and make adjustments (if possible) to the maximum practical number of units "]
["treated for BMPs that are highly cost-effective.  For example, a county may decide to put additional resources towards homeowner outreach for an urban nutrient"]
["management program to greatly increase the number of units that can practically be treated and ultimately reduce the cost per pound to achieve the pollutant"]
["reduction goals."]
[]
["Funding to develop the Clean Water Optimization Tool was provided by the Town Creek Foundation"]

{"sheet":"Scenario Setup","index":1,"n_rows":186,"n_cols":28,"rows_kept":186,"cut":false,"hidden":false,"merged":[]}
["Clean Water Optimization Tool Scenario Setup",null,null,"Required User Input"]
[null,null,null,"Optional Input Cells"]
[null,null,null,"Results Cells"]
["1. Community Information:"]
["Enter the required inputs in the yellow cells below. Required pollutant load reductions for urban areas will be calculated automatically based on the County selected. "]
["Optionally, specific pollutant reductions goals may be entered in the blue cells if the scenario is being run for a municipality or at the watershed scale."]
[]
[null,null,"County of Interest","Allegany County",null,null,null,null,null,"County Number (alphabetical)",{"$f":"MATCH(D8,MarylandCountyList!A2:A25)","v":1}]
[null,null,"Are you an NPDES regulated community?","No"]
[null,null,"Scenario Starting Year (Use 2009 for WIP scenarios)",2013]
[null,null,"Scenario Endpoint",2025]
[]
[null,null,"Required Pollutant Load Reductions:"]
[null,null,"Pollutant","Total County Urban Load (lbs/yr)","County Reduction Goal (lbs reduced/yr)","Reduction Goal (lbs/yr) for scale other than county"]
[null,null,"TN",{"$f":"INDEX(CurrentLoad_Goals[],MATCH($D$8,CurrentLoad_Goals[County],0),IF(D10=2009,3,4))","v":76023.484068751},{"$f":"INDEX(CurrentLoad_Goals[],MATCH($D$8,CurrentLoad_Goals[County],0),IF(AND(D10=2009,D11=2017),15,IF(AND(D10=2009,D11=2025),16,IF(AND(D10=2013,D11=2017),17,18))))","v":8513.530245381975}]
[null,null,"TP",{"$f":"INDEX(CurrentLoad_Goals[],MATCH($D$8,CurrentLoad_Goals[County],0),IF(D10=2009,7,8))","v":23201.367461370002},{"$f":"INDEX(CurrentLoad_Goals[],MATCH($D$8,CurrentLoad_Goals[County],0),IF(AND(D10=2009,D11=2017),19,IF(AND(D10=2009,D11=2025),20,IF(AND(D10=2013,D11=2017),21,22))))","v":3898.6248935369986}]
[null,null,"TSS",{"$f":"INDEX(CurrentLoad_Goals[],MATCH($D$8,CurrentLoad_Goals[County],0),IF(D10=2009,11,12))*2000","v":48025081111.887177},{"$f":"INDEX(CurrentLoad_Goals[],MATCH($D$8,CurrentLoad_Goals[County],0),IF(AND(D10=2009,D11=2017),23,IF(AND(D10=2009,D11=2025),24,IF(AND(D10=2013,D11=2017),25,26))))","v":{"$error":"#N/A"}}]
[null,null,null,null,null,null,null,null,null,"Practices to add"]
["2. Best Management Practices:",null,null,null,null,null,null,null,null,"Atmospheric deposition reduction - would be a lbs/year (maybe assume a 50% washoff rate?)"]
["For each BMP below, enter the maximum practical number of units that can be treated in the jurisdiction or watershed of interest. ",null,null,null,null,null,null,null,null,"Ditch management (vegetation, cleaning and tillage, and removing detritus (like gross solids))"]
["If you do not want to include a particular BMP in the scenario, enter a ZERO in the Maximum Practical Units Treated column.",null,null,null,null,null,null,null,null,"Turf management (increased grass height)- enter as a CN reduction (i.e. 80 to 78?)"]
["For some BMPs, you must also estimate the average percent imperviousness in the drainage area. ",null,null,null,null,null,null,null,null,"Under pier reef balls (likely be a lbs/year/ball reduction in N, P, and sediment) - numbers from Bill Wolinski"]
["You may also enter the % agricultural land in the drainage area for certain BMPs if applicable. There is currenlty no mechanism for counting these reductions towards"]
["the urban sector targets but the Tool will track these reductions separately so that opportunities to receive credit or trade with other sectors can be further explored."]
["See the User Guide for instructions on deriving estimates of maximum practical number of units and impervious area treated. ",null,null,null,null,null,null,null,null,"Reef reconstruction (credit the same way as reef balls, but units would be per linear foot? per square foot?)"]
[null,null,null,null,null,null,null,null,null,"Floating wetlands (stormwater pond and off-shore) - use floating wetland numbers developed for Easton as a place holder for stormwater ponds"]
["**Not sure where to begin? Try this.**"]
["Enter your budget for stormwater BMP implementation:",null,null,null,"per year","Select Nutrient:","TN"]
[]
["The table below will populate with the number of units that can potentially be treated with the given budget, for the top 5 most cost-effective practices for N or P removal"]
["Note that full implementation of the number of units suggested can only occur for ONE of the BMPs shown with the available budget"]
[null,null,{"$f":"IF(G28=\"TP\",\"Top BMPs for Phosphorus\",\"Top BMPs for Nitrogen\")","v":"Top BMPs for Nitrogen"}]
[null,null,"Suggested Practices",null,"Units Treated*","Units* *"]
[null,null,{"$f":"IF($C$32=\"Nitrogen\",IF($D$28>0,'BMP Costs'!J24,\"\"),IF($D$28>0,'BMP Costs'!J32,\"\"))","v":""},null,{"$f":"IF($C$32=\"Nitrogen\",IF($D$28>0,$D$28/'BMP Costs'!K24,\"\"),IF($D$28>0,$D$28/'BMP Costs'!K32,\"\"))","v":""},{"$f":"IF($C$32=\"Nitrogen\",IF($D$28>0,'BMP Costs'!L24,\"\"),IF($D$28>0,'BMP Costs'!L32,\"\"))","v":""}]
[null,null,{"$f":"IF($C$32=\"Nitrogen\",IF($D$28>0,'BMP Costs'!J25,\"\"),IF($D$28>0,'BMP Costs'!J33,\"\"))","v":""},null,{"$f":"IF($C$32=\"Nitrogen\",IF($D$28>0,$D$28/'BMP Costs'!K25,\"\"),IF($D$28>0,$D$28/'BMP Costs'!K33,\"\"))","v":""},{"$f":"IF($C$32=\"Nitrogen\",IF($D$28>0,'BMP Costs'!L25,\"\"),IF($D$28>0,'BMP Costs'!L33,\"\"))","v":""}]
[null,null,{"$f":"IF($C$32=\"Nitrogen\",IF($D$28>0,'BMP Costs'!J26,\"\"),IF($D$28>0,'BMP Costs'!J34,\"\"))","v":""},null,{"$f":"IF($C$32=\"Nitrogen\",IF($D$28>0,$D$28/'BMP Costs'!K26,\"\"),IF($D$28>0,$D$28/'BMP Costs'!K34,\"\"))","v":""},{"$f":"IF($C$32=\"Nitrogen\",IF($D$28>0,'BMP Costs'!L26,\"\"),IF($D$28>0,'BMP Costs'!L34,\"\"))","v":""}]
[null,null,{"$f":"IF($C$32=\"Nitrogen\",IF($D$28>0,'BMP Costs'!J27,\"\"),IF($D$28>0,'BMP Costs'!J35,\"\"))","v":""},null,{"$f":"IF($C$32=\"Nitrogen\",IF($D$28>0,$D$28/'BMP Costs'!K27,\"\"),IF($D$28>0,$D$28/'BMP Costs'!K35,\"\"))","v":""},{"$f":"IF($C$32=\"Nitrogen\",IF($D$28>0,'BMP Costs'!L27,\"\"),IF($D$28>0,'BMP Costs'!L35,\"\"))","v":""}]
[null,null,{"$f":"IF($C$32=\"Nitrogen\",IF($D$28>0,'BMP Costs'!J28,\"\"),IF($D$28>0,'BMP Costs'!J36,\"\"))","v":""},null,{"$f":"IF($C$32=\"Nitrogen\",IF($D$28>0,$D$28/'BMP Costs'!K28,\"\"),IF($D$28>0,$D$28/'BMP Costs'!K36,\"\"))","v":""},{"$f":"IF($C$32=\"Nitrogen\",IF($D$28>0,'BMP Costs'!L28,\"\"),IF($D$28>0,'BMP Costs'!L36,\"\"))","v":""}]
["* Units Treated is based only on the cost of the practice and does not account for physical and practical constraints on implementation"]
["**Number of units shown is for BMPs that treat a 100% impervious drainage area"]
[]
["To calculate the nutrient and sediment reductions associated with each BMP, enter the number of units treated from above in the Maximum Practical Units Treated"]
["column below, go to the Optimization Results page, select a pollutant to optimize on and click on Update Results."]
[]
["BMP Key:","BMPs that receive Chesapeake Bay Program credit",null,"BMPs that do not currently receive Chesapeake Bay Program credit"]
[null,null,null,null,null,null,null,null,null,null,null,null,null,null,null,null,null,null,null,null,null,null,null,null,"Agricultural Reductions"]
[null,"Stormwater Retrofits",null,"Units","Maximum Practical Units Treated","Estimated Impervious Cover % in Drainage Area","Estimated Agricultural Land % in Drainage Area","Pervious","Runoff Equivalent Impervious Cover","Water Treated (per impervious acre)","TN Reduction","TP Reduction","TSS Reduction","Practice Treatment Type",null,null,"TN Reduced","TP Reduced","TSS Reduced",null,null,"Initial Estimated Cost",null,null,"TN Reduced","TP Reduced","TSS Reduced","Units Treated"]
[null,null,null,null,null,null,null,null,"acres","inches","%","%","%",null,null,null,"lbs","lbs","lbs",null,null,"$ (based on equivalent impervious area treated)"]
[null,"Pavement/Impervious Cover BMPs"]
[null,null,"Permeable Pavement","Acres",0,1,0,{"$f":"IF(F50-G50>1,0,1-(F50-G50))","v":0},{"$f":"(E50*F50*43560*0.95*J50/12+E50*(1-F50)*43560*0.22*J50/12)/0.95/(J50/12)/43560","v":0},1,{"$f":"IF(N50=\"RR\",IF((0.0308*(J50^5)-0.2562*(J50^4)+0.8634*(J50^3)-1.5285*(J50^2)+1.501*J50-0.013)>0.7,0.7,IF((0.0308*(J50^5)-0.2562*(J50^4)+0.8634*(J50^3)-1.5285*(J50^2)+1.501*J50-0.013)<0,0,(0.0308*(J50^5)-0.2562*(J50^4)+0.8634*(J50^3)-1.5285*(J50^2)+1.501*J50-0.013))),IF((0.0152*(J50^5)-0.131*(J50^4)+0.4581*(J50^3)-0.8418*(J50^2)+0.8536*J50-0.0046)>0.65,0.65,IF((0.0152*(J50^5)-0.131*(J50^4)+0.4581*(J50^3)-0.8418*(J50^2)+0.8536*J50-0.0046)<0,0,(0.0152*(J50^5)-0.131*(J50^4)+0.4581*(J50^3)-0.8418*(J50^2)+0.8536*J50-0.0046))))","v":0.59749999999999981},{"$f":"IF(N50=\"RR\",IF((0.0304*(J50^5)-0.2619*(J50^4)+0.9161*(J50^3)-1.6837*(J50^2)+1.7072*J50-0.0091)>0.85,0.85,IF((0.0304*(J50^5)-0.2619*(J50^4)+0.9161*(J50^3)-1.6837*(J50^2)+1.7072*J50-0.0091)<0,0,(0.0304*(J50^5)-0.2619*(J50^4)+0.9161*(J50^3)-1.6837*(J50^2)+1.7072*J50-0.0091))),IF((0.0239*(J50^5)-0.2058*(J50^4)+0.7198*(J50^3)-1.3229*(J50^2)+1.3414*J50-0.0072)>0.65,0.65,IF((0.0239*(J50^5)-0.2058*(J50^4)+0.7198*(J50^3)-1.3229*(J50^2)+1.3414*J50-0.0072)<0,0,(0.0239*(J50^5)-0.2058*(J50^4)+0.7198*(J50^3)-1.3229*(J50^2)+1.3414*J50-0.0072))))","v":0.69900000000000007},{"$f":"IF(N50=\"RR\",IF((0.0326*(J50^5)-0.2806*(J50^4)+0.9816*(J50^3)-1.8039*(J50^2)+1.8292*J50-0.0098)>0.85,0.85,IF((0.0326*(J50^5)-0.2806*(J50^4)+0.9816*(J50^3)-1.8039*(J50^2)+1.8292*J50-0.0098)<0,0,(0.0326*(J50^5)-0.2806*(J50^4)+0.9816*(J50^3)-1.8039*(J50^2)+1.8292*J50-0.0098))),IF((0.0304*(J50^5)-0.2619*(J50^4)+0.9161*(J50^3)-1.6837*(J50^2)+1.7072*J50-0.0091)>0.8,0.8,IF((0.0304*(J50^5)-0.2619*(J50^4)+0.9161*(J50^3)-1.6837*(J50^2)+1.7072*J50-0.0091)<0,0,(0.0304*(J50^5)-0.2619*(J50^4)+0.9161*(J50^3)-1.6837*(J50^2)+1.7072*J50-0.0091))))","v":0.74909999999999988},"RR",null,null,{"$f":"(SUMIFS(Selected[TN lbs/ac],Selected[Landuse],IF($D$9=\"Yes\",\"County Phase I/II MS4 Pervious\",\"nonregulated pervious developed\"))*($E50-$F50*$E50)+SUMIFS(Selected[TN lbs/ac],Selected[Landuse],IF($D$9=\"Yes\",\"County Phase I/II MS4 Impervious\",\"nonregulated impervious developed\"))*($F50*$E50))*$K50","v":0},{"$f":"(SUMIFS(Selected[TP lbs/ac],Selected[Landuse],IF($D$9=\"Yes\",\"County Phase I/II MS4 Pervious\",\"nonregulated pervious developed\"))*($E50-$F50*$E50)+SUMIFS(Selected[TP lbs/ac],Selected[Landuse],IF($D$9=\"Yes\",\"County Phase I/II MS4 Impervious\",\"nonregulated impervious developed\"))*($F50*$E50))*$L50","v":0},{"$f":"(SUMIFS(Selected[TSS lbs/ac],Selected[Landuse],IF($D$9=\"Yes\",\"County Phase I/II MS4 Pervious\",\"nonregulated pervious developed\"))*($E50-$F50*$E50)+SUMIFS(Selected[TSS lbs/ac],Selected[Landuse],IF($D$9=\"Yes\",\"County Phase I/II MS4 Impervious\",\"nonregulated impervious developed\"))*($F50*$E50))*$M50","v":0},null,null,{"$f":"SUMIFS(CurrentBMP[Average Annual Cost/Unit (used in scenario calculations)],CurrentBMP[Practice],C50)*I50","v":0}]
[null,null,"Permeable Pavers","Acres",0,1,null,{"$f":"IF(F51-G51>1,0,1-(F51-G51))","v":0},{"$f":"(E51*F51*43560*0.95*J51/12+E51*(1-F51)*43560*0.22*J51/12)/0.95/(J51/12)/43560","v":0},1,{"$f":"IF(N51=\"RR\",IF((0.0308*(J51^5)-0.2562*(J51^4)+0.8634*(J51^3)-1.5285*(J51^2)+1.501*J51-0.013)>0.7,0.7,IF((0.0308*(J51^5)-0.2562*(J51^4)+0.8634*(J51^3)-1.5285*(J51^2)+1.501*J51-0.013)<0,0,(0.0308*(J51^5)-0.2562*(J51^4)+0.8634*(J51^3)-1.5285*(J51^2)+1.501*J51-0.013))),IF((0.0152*(J51^5)-0.131*(J51^4)+0.4581*(J51^3)-0.8418*(J51^2)+0.8536*J51-0.0046)>0.65,0.65,IF((0.0152*(J51^5)-0.131*(J51^4)+0.4581*(J51^3)-0.8418*(J51^2)+0.8536*J51-0.0046)<0,0,(0.0152*(J51^5)-0.131*(J51^4)+0.4581*(J51^3)-0.8418*(J51^2)+0.8536*J51-0.0046))))","v":0.59749999999999981},{"$f":"IF(N51=\"RR\",IF((0.0304*(J51^5)-0.2619*(J51^4)+0.9161*(J51^3)-1.6837*(J51^2)+1.7072*J51-0.0091)>0.85,0.85,IF((0.0304*(J51^5)-0.2619*(J51^4)+0.9161*(J51^3)-1.6837*(J51^2)+1.7072*J51-0.0091)<0,0,(0.0304*(J51^5)-0.2619*(J51^4)+0.9161*(J51^3)-1.6837*(J51^2)+1.7072*J51-0.0091))),IF((0.0239*(J51^5)-0.2058*(J51^4)+0.7198*(J51^3)-1.3229*(J51^2)+1.3414*J51-0.0072)>0.65,0.65,IF((0.0239*(J51^5)-0.2058*(J51^4)+0.7198*(J51^3)-1.3229*(J51^2)+1.3414*J51-0.0072)<0,0,(0.0239*(J51^5)-0.2058*(J51^4)+0.7198*(J51^3)-1.3229*(J51^2)+1.3414*J51-0.0072))))","v":0.69900000000000007},{"$f":"IF(N51=\"RR\",IF((0.0326*(J51^5)-0.2806*(J51^4)+0.9816*(J51^3)-1.8039*(J51^2)+1.8292*J51-0.0098)>0.85,0.85,IF((0.0326*(J51^5)-0.2806*(J51^4)+0.9816*(J51^3)-1.8039*(J51^2)+1.8292*J51-0.0098)<0,0,(0.0326*(J51^5)-0.2806*(J51^4)+0.9816*(J51^3)-1.8039*(J51^2)+1.8292*J51-0.0098))),IF((0.0304*(J51^5)-0.2619*(J51^4)+0.9161*(J51^3)-1.6837*(J51^2)+1.7072*J51-0.0091)>0.8,0.8,IF((0.0304*(J51^5)-0.2619*(J51^4)+0.9161*(J51^3)-1.6837*(J51^2)+1.7072*J51-0.0091)<0,0,(0.0304*(J51^5)-0.2619*(J51^4)+0.9161*(J51^3)-1.6837*(J51^2)+1.7072*J51-0.0091))))","v":0.74909999999999988},"RR",null,null,{"$f":"(SUMIFS(Selected[TN lbs/ac],Selected[Landuse],IF($D$9=\"Yes\",\"County Phase I/II MS4 Pervious\",\"nonregulated pervious developed\"))*($E51-$F51*$E51)+SUMIFS(Selected[TN lbs/ac],Selected[Landuse],IF($D$9=\"Yes\",\"County Phase I/II MS4 Impervious\",\"nonregulated impervious developed\"))*($F51*$E51))*$K51","v":0},{"$f":"(SUMIFS(Selected[TP lbs/ac],Selected[Landuse],IF($D$9=\"Yes\",\"County Phase I/II MS4 Pervious\",\"nonregulated pervious developed\"))*($E51-$F51*$E51)+SUMIFS(Selected[TP lbs/ac],Selected[Landuse],IF($D$9=\"Yes\",\"County Phase I/II MS4 Impervious\",\"nonregulated impervious developed\"))*($F51*$E51))*$L51","v":0},{"$f":"(SUMIFS(Selected[TSS lbs/ac],Selected[Landuse],IF($D$9=\"Yes\",\"County Phase I/II MS4 Pervious\",\"nonregulated pervious developed\"))*($E51-$F51*$E51)+SUMIFS(Selected[TSS lbs/ac],Selected[Landuse],IF($D$9=\"Yes\",\"County Phase I/II MS4 Impervious\",\"nonregulated impervious developed\"))*($F51*$E51))*$M51","v":0},null,null,{"$f":"SUMIFS(CurrentBMP[Average Annual Cost/Unit (used in scenario calculations)],CurrentBMP[Practice],C51)*I51","v":0}]
[]
[null,"Rooftop BMPs"]
[null,null,"Rainwater Harvesting","Acres",0,1,null,{"$f":"IF(F54-G54>1,0,1-(F54-G54))","v":0},{"$f":"(E54*F54*43560*0.95*J54/12+E54*(1-F54)*43560*0.22*J54/12)/0.95/(J54/12)/43560","v":0},1,{"$f":"IF(N54=\"RR\",IF((0.0308*(J54^5)-0.2562*(J54^4)+0.8634*(J54^3)-1.5285*(J54^2)+1.501*J54-0.013)>0.7,0.7,IF((0.0308*(J54^5)-0.2562*(J54^4)+0.8634*(J54^3)-1.5285*(J54^2)+1.501*J54-0.013)<0,0,(0.0308*(J54^5)-0.2562*(J54^4)+0.8634*(J54^3)-1.5285*(J54^2)+1.501*J54-0.013))),IF((0.0152*(J54^5)-0.131*(J54^4)+0.4581*(J54^3)-0.8418*(J54^2)+0.8536*J54-0.0046)>0.65,0.65,IF((0.0152*(J54^5)-0.131*(J54^4)+0.4581*(J54^3)-0.8418*(J54^2)+0.8536*J54-0.0046)<0,0,(0.0152*(J54^5)-0.131*(J54^4)+0.4581*(J54^3)-0.8418*(J54^2)+0.8536*J54-0.0046))))","v":0.59749999999999981},{"$f":"IF(N54=\"RR\",IF((0.0304*(J54^5)-0.2619*(J54^4)+0.9161*(J54^3)-1.6837*(J54^2)+1.7072*J54-0.0091)>0.85,0.85,IF((0.0304*(J54^5)-0.2619*(J54^4)+0.9161*(J54^3)-1.6837*(J54^2)+1.7072*J54-0.0091)<0,0,(0.0304*(J54^5)-0.2619*(J54^4)+0.9161*(J54^3)-1.6837*(J54^2)+1.7072*J54-0.0091))),IF((0.0239*(J54^5)-0.2058*(J54^4)+0.7198*(J54^3)-1.3229*(J54^2)+1.3414*J54-0.0072)>0.65,0.65,IF((0.0239*(J54^5)-0.2058*(J54^4)+0.7198*(J54^3)-1.3229*(J54^2)+1.3414*J54-0.0072)<0,0,(0.0239*(J54^5)-0.2058*(J54^4)+0.7198*(J54^3)-1.3229*(J54^2)+1.3414*J54-0.0072))))","v":0.69900000000000007},{"$f":"IF(N54=\"RR\",IF((0.0326*(J54^5)-0.2806*(J54^4)+0.9816*(J54^3)-1.8039*(J54^2)+1.8292*J54-0.0098)>0.85,0.85,IF((0.0326*(J54^5)-0.2806*(J54^4)+0.9816*(J54^3)-1.8039*(J54^2)+1.8292*J54-0.0098)<0,0,(0.0326*(J54^5)-0.2806*(J54^4)+0.9816*(J54^3)-1.8039*(J54^2)+1.8292*J54-0.0098))),IF((0.0304*(J54^5)-0.2619*(J54^4)+0.9161*(J54^3)-1.6837*(J54^2)+1.7072*J54-0.0091)>0.8,0.8,IF((0.0304*(J54^5)-0.2619*(J54^4)+0.9161*(J54^3)-1.6837*(J54^2)+1.7072*J54-0.0091)<0,0,(0.0304*(J54^5)-0.2619*(J54^4)+0.9161*(J54^3)-1.6837*(J54^2)+1.7072*J54-0.0091))))","v":0.74909999999999988},"RR",null,null,{"$f":"(SUMIFS(Selected[TN lbs/ac],Selected[Landuse],IF($D$9=\"Yes\",\"County Phase I/II MS4 Pervious\",\"nonregulated pervious developed\"))*($E54-$F54*$E54)+SUMIFS(Selected[TN lbs/ac],Selected[Landuse],IF($D$9=\"Yes\",\"County Phase I/II MS4 Impervious\",\"nonregulated impervious developed\"))*($F54*$E54))*$K54","v":0},{"$f":"(SUMIFS(Selected[TP lbs/ac],Selected[Landuse],IF($D$9=\"Yes\",\"County Phase I/II MS4 Pervious\",\"nonregulated pervious developed\"))*($E54-$F54*$E54)+SUMIFS(Selected[TP lbs/ac],Selected[Landuse],IF($D$9=\"Yes\",\"County Phase I/II MS4 Impervious\",\"nonregulated impervious developed\"))*($F54*$E54))*$L54","v":0},{"$f":"(SUMIFS(Selected[TSS lbs/ac],Selected[Landuse],IF($D$9=\"Yes\",\"County Phase I/II MS4 Pervious\",\"nonregulated pervious developed\"))*($E54-$F54*$E54)+SUMIFS(Selected[TSS lbs/ac],Selected[Landuse],IF($D$9=\"Yes\",\"County Phase I/II MS4 Impervious\",\"nonregulated impervious developed\"))*($F54*$E54))*$M54","v":0},null,null,{"$f":"SUMIFS(CurrentBMP[Average Annual Cost/Unit (used in scenario calculations)],CurrentBMP[Practice],C54)*I54","v":0}]
[null,null,"Stormwater Planter","Acres",0,1,null,0,{"$f":"(E55*F55*43560*0.95*J55/12+E55*(1-F55)*43560*0.22*J55/12)/0.95/(J55/12)/43560","v":0},1,{"$f":"IF(N55=\"RR\",IF((0.0308*(J55^5)-0.2562*(J55^4)+0.8634*(J55^3)-1.5285*(J55^2)+1.501*J55-0.013)>0.7,0.7,IF((0.0308*(J55^5)-0.2562*(J55^4)+0.8634*(J55^3)-1.5285*(J55^2)+1.501*J55-0.013)<0,0,(0.0308*(J55^5)-0.2562*(J55^4)+0.8634*(J55^3)-1.5285*(J55^2)+1.501*J55-0.013))),IF((0.0152*(J55^5)-0.131*(J55^4)+0.4581*(J55^3)-0.8418*(J55^2)+0.8536*J55-0.0046)>0.65,0.65,IF((0.0152*(J55^5)-0.131*(J55^4)+0.4581*(J55^3)-0.8418*(J55^2)+0.8536*J55-0.0046)<0,0,(0.0152*(J55^5)-0.131*(J55^4)+0.4581*(J55^3)-0.8418*(J55^2)+0.8536*J55-0.0046))))","v":0.59749999999999981},{"$f":"IF(N55=\"RR\",IF((0.0304*(J55^5)-0.2619*(J55^4)+0.9161*(J55^3)-1.6837*(J55^2)+1.7072*J55-0.0091)>0.85,0.85,IF((0.0304*(J55^5)-0.2619*(J55^4)+0.9161*(J55^3)-1.6837*(J55^2)+1.7072*J55-0.0091)<0,0,(0.0304*(J55^5)-0.2619*(J55^4)+0.9161*(J55^3)-1.6837*(J55^2)+1.7072*J55-0.0091))),IF((0.0239*(J55^5)-0.2058*(J55^4)+0.7198*(J55^3)-1.3229*(J55^2)+1.3414*J55-0.0072)>0.65,0.65,IF((0.0239*(J55^5)-0.2058*(J55^4)+0.7198*(J55^3)-1.3229*(J55^2)+1.3414*J55-0.0072)<0,0,(0.0239*(J55^5)-0.2058*(J55^4)+0.7198*(J55^3)-1.3229*(J55^2)+1.3414*J55-0.0072))))","v":0.69900000000000007},{"$f":"IF(N55=\"RR\",IF((0.0326*(J55^5)-0.2806*(J55^4)+0.9816*(J55^3)-1.8039*(J55^2)+1.8292*J55-0.0098)>0.85,0.85,IF((0.0326*(J55^5)-0.2806*(J55^4)+0.9816*(J55^3)-1.8039*(J55^2)+1.8292*J55-0.0098)<0,0,(0.0326*(J55^5)-0.2806*(J55^4)+0.9816*(J55^3)-1.8039*(J55^2)+1.8292*J55-0.0098))),IF((0.0304*(J55^5)-0.2619*(J55^4)+0.9161*(J55^3)-1.6837*(J55^2)+1.7072*J55-0.0091)>0.8,0.8,IF((0.0304*(J55^5)-0.2619*(J55^4)+0.9161*(J55^3)-1.6837*(J55^2)+1.7072*J55-0.0091)<0,0,(0.0304*(J55^5)-0.2619*(J55^4)+0.9161*(J55^3)-1.6837*(J55^2)+1.7072*J55-0.0091))))","v":0.74909999999999988},"RR",null,null,{"$f":"(SUMIFS(Selected[TN lbs/ac],Selected[Landuse],IF($D$9=\"Yes\",\"County Phase I/II MS4 Pervious\",\"nonregulated pervious developed\"))*($E55-$F55*$E55)+SUMIFS(Selected[TN lbs/ac],Selected[Landuse],IF($D$9=\"Yes\",\"County Phase I/II MS4 Impervious\",\"nonregulated impervious developed\"))*($F55*$E55))*$K55","v":0},{"$f":"(SUMIFS(Selected[TP lbs/ac],Selected[Landuse],IF($D$9=\"Yes\",\"County Phase I/II MS4 Pervious\",\"nonregulated pervious developed\"))*($E55-$F55*$E55)+SUMIFS(Selected[TP lbs/ac],Selected[Landuse],IF($D$9=\"Yes\",\"County Phase I/II MS4 Impervious\",\"nonregulated impervious developed\"))*($F55*$E55))*$L55","v":0},{"$f":"(SUMIFS(Selected[TSS lbs/ac],Selected[Landuse],IF($D$9=\"Yes\",\"County Phase I/II MS4 Pervious\",\"nonregulated pervious developed\"))*($E55-$F55*$E55)+SUMIFS(Selected[TSS lbs/ac],Selected[Landuse],IF($D$9=\"Yes\",\"County Phase I/II MS4 Impervious\",\"nonregulated impervious developed\"))*($F55*$E55))*$M55","v":0},null,null,{"$f":"SUMIFS(CurrentBMP[Average Annual Cost/Unit (used in scenario calculations)],CurrentBMP[Practice],C55)*I55","v":0}]
[null,null,"Green Roof","Acres",0,1,null,0,{"$f":"(E56*F56*43560*0.95*J56/12+E56*(1-F56)*43560*0.22*J56/12)/0.95/(J56/12)/43560","v":0},1,{"$f":"IF(N56=\"RR\",IF((0.0308*(J56^5)-0.2562*(J56^4)+0.8634*(J56^3)-1.5285*(J56^2)+1.501*J56-0.013)>0.7,0.7,IF((0.0308*(J56^5)-0.2562*(J56^4)+0.8634*(J56^3)-1.5285*(J56^2)+1.501*J56-0.013)<0,0,(0.0308*(J56^5)-0.2562*(J56^4)+0.8634*(J56^3)-1.5285*(J56^2)+1.501*J56-0.013))),IF((0.0152*(J56^5)-0.131*(J56^4)+0.4581*(J56^3)-0.8418*(J56^2)+0.8536*J56-0.0046)>0.65,0.65,IF((0.0152*(J56^5)-0.131*(J56^4)+0.4581*(J56^3)-0.8418*(J56^2)+0.8536*J56-0.0046)<0,0,(0.0152*(J56^5)-0.131*(J56^4)+0.4581*(J56^3)-0.8418*(J56^2)+0.8536*J56-0.0046))))","v":0.59749999999999981},{"$f":"IF(N56=\"RR\",IF((0.0304*(J56^5)-0.2619*(J56^4)+0.9161*(J56^3)-1.6837*(J56^2)+1.7072*J56-0.0091)>0.85,0.85,IF((0.0304*(J56^5)-0.2619*(J56^4)+0.9161*(J56^3)-1.6837*(J56^2)+1.7072*J56-0.0091)<0,0,(0.0304*(J56^5)-0.2619*(J56^4)+0.9161*(J56^3)-1.6837*(J56^2)+1.7072*J56-0.0091))),IF((0.0239*(J56^5)-0.2058*(J56^4)+0.7198*(J56^3)-1.3229*(J56^2)+1.3414*J56-0.0072)>0.65,0.65,IF((0.0239*(J56^5)-0.2058*(J56^4)+0.7198*(J56^3)-1.3229*(J56^2)+1.3414*J56-0.0072)<0,0,(0.0239*(J56^5)-0.2058*(J56^4)+0.7198*(J56^3)-1.3229*(J56^2)+1.3414*J56-0.0072))))","v":0.69900000000000007},{"$f":"IF(N56=\"RR\",IF((0.0326*(J56^5)-0.2806*(J56^4)+0.9816*(J56^3)-1.8039*(J56^2)+1.8292*J56-0.0098)>0.85,0.85,IF((0.0326*(J56^5)-0.2806*(J56^4)+0.9816*(J56^3)-1.8039*(J56^2)+1.8292*J56-0.0098)<0,0,(0.0326*(J56^5)-0.2806*(J56^4)+0.9816*(J56^3)-1.8039*(J56^2)+1.8292*J56-0.0098))),IF((0.0304*(J56^5)-0.2619*(J56^4)+0.9161*(J56^3)-1.6837*(J56^2)+1.7072*J56-0.0091)>0.8,0.8,IF((0.0304*(J56^5)-0.2619*(J56^4)+0.9161*(J56^3)-1.6837*(J56^2)+1.7072*J56-0.0091)<0,0,(0.0304*(J56^5)-0.2619*(J56^4)+0.9161*(J56^3)-1.6837*(J56^2)+1.7072*J56-0.0091))))","v":0.74909999999999988},"RR",null,null,{"$f":"(SUMIFS(Selected[TN lbs/ac],Selected[Landuse],IF($D$9=\"Yes\",\"County Phase I/II MS4 Pervious\",\"nonregulated pervious developed\"))*($E56-$F56*$E56)+SUMIFS(Selected[TN lbs/ac],Selected[Landuse],IF($D$9=\"Yes\",\"County Phase I/II MS4 Impervious\",\"nonregulated impervious developed\"))*($F56*$E56))*$K56","v":0},{"$f":"(SUMIFS(Selected[TP lbs/ac],Selected[Landuse],IF($D$9=\"Yes\",\"County Phase I/II MS4 Pervious\",\"nonregulated pervious developed\"))*($E56-$F56*$E56)+SUMIFS(Selected[TP lbs/ac],Selected[Landuse],IF($D$9=\"Yes\",\"County Phase I/II MS4 Impervious\",\"nonregulated impervious developed\"))*($F56*$E56))*$L56","v":0},{"$f":"(SUMIFS(Selected[TSS lbs/ac],Selected[Landuse],IF($D$9=\"Yes\",\"County Phase I/II MS4 Pervious\",\"nonregulated pervious developed\"))*($E56-$F56*$E56)+SUMIFS(Selected[TSS lbs/ac],Selected[Landuse],IF($D$9=\"Yes\",\"County Phase I/II MS4 Impervious\",\"nonregulated impervious developed\"))*($F56*$E56))*$M56","v":0},null,null,{"$f":"SUMIFS(CurrentBMP[Average Annual Cost/Unit (used in scenario calculations)],CurrentBMP[Practice],C56)*I56","v":0}]
[null,null,"Downspout Disconnection","Acres",0,1,null,0,{"$f":"(E57*F57*43560*0.95*J57/12+E57*(1-F57)*43560*0.22*J57/12)/0.95/(J57/12)/43560","v":0},1,{"$f":"IF(N57=\"RR\",IF((0.0308*(J57^5)-0.2562*(J57^4)+0.8634*(J57^3)-1.5285*(J57^2)+1.501*J57-0.013)>0.7,0.7,IF((0.0308*(J57^5)-0.2562*(J57^4)+0.8634*(J57^3)-1.5285*(J57^2)+1.501*J57-0.013)<0,0,(0.0308*(J57^5)-0.2562*(J57^4)+0.8634*(J57^3)-1.5285*(J57^2)+1.501*J57-0.013))),IF((0.0152*(J57^5)-0.131*(J57^4)+0.4581*(J57^3)-0.8418*(J57^2)+0.8536*J57-0.0046)>0.65,0.65,IF((0.0152*(J57^5)-0.131*(J57^4)+0.4581*(J57^3)-0.8418*(J57^2)+0.8536*J57-0.0046)<0,0,(0.0152*(J57^5)-0.131*(J57^4)+0.4581*(J57^3)-0.8418*(J57^2)+0.8536*J57-0.0046))))","v":0.59749999999999981},{"$f":"IF(N57=\"RR\",IF((0.0304*(J57^5)-0.2619*(J57^4)+0.9161*(J57^3)-1.6837*(J57^2)+1.7072*J57-0.0091)>0.85,0.85,IF((0.0304*(J57^5)-0.2619*(J57^4)+0.9161*(J57^3)-1.6837*(J57^2)+1.7072*J57-0.0091)<0,0,(0.0304*(J57^5)-0.2619*(J57^4)+0.9161*(J57^3)-1.6837*(J57^2)+1.7072*J57-0.0091))),IF((0.0239*(J57^5)-0.2058*(J57^4)+0.7198*(J57^3)-1.3229*(J57^2)+1.3414*J57-0.0072)>0.65,0.65,IF((0.0239*(J57^5)-0.2058*(J57^4)+0.7198*(J57^3)-1.3229*(J57^2)+1.3414*J57-0.0072)<0,0,(0.0239*(J57^5)-0.2058*(J57^4)+0.7198*(J57^3)-1.3229*(J57^2)+1.3414*J57-0.0072))))","v":0.69900000000000007},{"$f":"IF(N57=\"RR\",IF((0.0326*(J57^5)-0.2806*(J57^4)+0.9816*(J57^3)-1.8039*(J57^2)+1.8292*J57-0.0098)>0.85,0.85,IF((0.0326*(J57^5)-0.2806*(J57^4)+0.9816*(J57^3)-1.8039*(J57^2)+1.8292*J57-0.0098)<0,0,(0.0326*(J57^5)-0.2806*(J57^4)+0.9816*(J57^3)-1.8039*(J57^2)+1.8292*J57-0.0098))),IF((0.0304*(J57^5)-0.2619*(J57^4)+0.9161*(J57^3)-1.6837*(J57^2)+1.7072*J57-0.0091)>0.8,0.8,IF((0.0304*(J57^5)-0.2619*(J57^4)+0.9161*(J57^3)-1.6837*(J57^2)+1.7072*J57-0.0091)<0,0,(0.0304*(J57^5)-0.2619*(J57^4)+0.9161*(J57^3)-1.6837*(J57^2)+1.7072*J57-0.0091))))","v":0.74909999999999988},"RR",null,null,{"$f":"(SUMIFS(Selected[TN lbs/ac],Selected[Landuse],IF($D$9=\"Yes\",\"County Phase I/II MS4 Pervious\",\"nonregulated pervious developed\"))*($E57-$F57*$E57)+SUMIFS(Selected[TN lbs/ac],Selected[Landuse],IF($D$9=\"Yes\",\"County Phase I/II MS4 Impervious\",\"nonregulated impervious developed\"))*($F57*$E57))*$K57","v":0},{"$f":"(SUMIFS(Selected[TP lbs/ac],Selected[Landuse],IF($D$9=\"Yes\",\"County Phase I/II MS4 Pervious\",\"nonregulated pervious developed\"))*($E57-$F57*$E57)+SUMIFS(Selected[TP lbs/ac],Selected[Landuse],IF($D$9=\"Yes\",\"County Phase I/II MS4 Impervious\",\"nonregulated impervious developed\"))*($F57*$E57))*$L57","v":0},{"$f":"(SUMIFS(Selected[TSS lbs/ac],Selected[Landuse],IF($D$9=\"Yes\",\"County Phase I/II MS4 Pervious\",\"nonregulated pervious developed\"))*($E57-$F57*$E57)+SUMIFS(Selected[TSS lbs/ac],Selected[Landuse],IF($D$9=\"Yes\",\"County Phase I/II MS4 Impervious\",\"nonregulated impervious developed\"))*($F57*$E57))*$M57","v":0},null,null,{"$f":"SUMIFS(CurrentBMP[Average Annual Cost/Unit (used in scenario calculations)],CurrentBMP[Practice],C57)*I57","v":0}]
[]
[null,"Bioretention"]
[null,null,"Bioretention","Acres",0,null,null,{"$f":"IF(F60-G60>1,0,1-(F60-G60))","v":1},{"$f":"(E60*F60*43560*0.95*J60/12+E60*(1-F60)*43560*0.22*J60/12)/0.95/(J60/12)/43560","v":0},1,{"$f":"IF(N60=\"RR\",IF((0.0308*(J60^5)-0.2562*(J60^4)+0.8634*(J60^3)-1.5285*(J60^2)+1.501*J60-0.013)>0.7,0.7,IF((0.0308*(J60^5)-0.2562*(J60^4)+0.8634*(J60^3)-1.5285*(J60^2)+1.501*J60-0.013)<0,0,(0.0308*(J60^5)-0.2562*(J60^4)+0.8634*(J60^3)-1.5285*(J60^2)+1.501*J60-0.013))),IF((0.0152*(J60^5)-0.131*(J60^4)+0.4581*(J60^3)-0.8418*(J60^2)+0.8536*J60-0.0046)>0.65,0.65,IF((0.0152*(J60^5)-0.131*(J60^4)+0.4581*(J60^3)-0.8418*(J60^2)+0.8536*J60-0.0046)<0,0,(0.0152*(J60^5)-0.131*(J60^4)+0.4581*(J60^3)-0.8418*(J60^2)+0.8536*J60-0.0046))))","v":0.59749999999999981},{"$f":"IF(N60=\"RR\",IF((0.0304*(J60^5)-0.2619*(J60^4)+0.9161*(J60^3)-1.6837*(J60^2)+1.7072*J60-0.0091)>0.85,0.85,IF((0.0304*(J60^5)-0.2619*(J60^4)+0.9161*(J60^3)-1.6837*(J60^2)+1.7072*J60-0.0091)<0,0,(0.0304*(J60^5)-0.2619*(J60^4)+0.9161*(J60^3)-1.6837*(J60^2)+1.7072*J60-0.0091))),IF((0.0239*(J60^5)-0.2058*(J60^4)+0.7198*(J60^3)-1.3229*(J60^2)+1.3414*J60-0.0072)>0.65,0.65,IF((0.0239*(J60^5)-0.2058*(J60^4)+0.7198*(J60^3)-1.3229*(J60^2)+1.3414*J60-0.0072)<0,0,(0.0239*(J60^5)-0.2058*(J60^4)+0.7198*(J60^3)-1.3229*(J60^2)+1.3414*J60-0.0072))))","v":0.69900000000000007},{"$f":"IF(N60=\"RR\",IF((0.0326*(J60^5)-0.2806*(J60^4)+0.9816*(J60^3)-1.8039*(J60^2)+1.8292*J60-0.0098)>0.85,0.85,IF((0.0326*(J60^5)-0.2806*(J60^4)+0.9816*(J60^3)-1.8039*(J60^2)+1.8292*J60-0.0098)<0,0,(0.0326*(J60^5)-0.2806*(J60^4)+0.9816*(J60^3)-1.8039*(J60^2)+1.8292*J60-0.0098))),IF((0.0304*(J60^5)-0.2619*(J60^4)+0.9161*(J60^3)-1.6837*(J60^2)+1.7072*J60-0.0091)>0.8,0.8,IF((0.0304*(J60^5)-0.2619*(J60^4)+0.9161*(J60^3)-1.6837*(J60^2)+1.7072*J60-0.0091)<0,0,(0.0304*(J60^5)-0.2619*(J60^4)+0.9161*(J60^3)-1.6837*(J60^2)+1.7072*J60-0.0091))))","v":0.74909999999999988},"RR",null,null,{"$f":"(SUMIFS(Selected[TN lbs/ac],Selected[Landuse],IF($D$9=\"Yes\",\"County Phase I/II MS4 Pervious\",\"nonregulated pervious developed\"))*($E60-$F60*$E60)+SUMIFS(Selected[TN lbs/ac],Selected[Landuse],IF($D$9=\"Yes\",\"County Phase I/II MS4 Impervious\",\"nonregulated impervious developed\"))*($F60*$E60))*$K60","v":0},{"$f":"(SUMIFS(Selected[TP lbs/ac],Selected[Landuse],IF($D$9=\"Yes\",\"County Phase I/II MS4 Pervious\",\"nonregulated pervious developed\"))*($E60-$F60*$E60)+SUMIFS(Selected[TP lbs/ac],Selected[Landuse],IF($D$9=\"Yes\",\"County Phase I/II MS4 Impervious\",\"nonregulated impervious developed\"))*($F60*$E60))*$L60","v":0},{"$f":"(SUMIFS(Selected[TSS lbs/ac],Selected[Landuse],IF($D$9=\"Yes\",\"County Phase I/II MS4 Pervious\",\"nonregulated pervious developed\"))*($E60-$F60*$E60)+SUMIFS(Selected[TSS lbs/ac],Selected[Landuse],IF($D$9=\"Yes\",\"County Phase I/II MS4 Impervious\",\"nonregulated impervious developed\"))*($F60*$E60))*$M60","v":0},null,null,{"$f":"SUMIFS(CurrentBMP[Average Annual Cost/Unit (used in scenario calculations)],CurrentBMP[Practice],C60)*I60","v":0}]
[null,null,"Rain Garden","Acres",0,null,null,1,{"$f":"(E61*F61*43560*0.95*J61/12+E61*(1-F61)*43560*0.22*J61/12)/0.95/(J61/12)/43560","v":0},1,{"$f":"IF(N61=\"RR\",IF((0.0308*(J61^5)-0.2562*(J61^4)+0.8634*(J61^3)-1.5285*(J61^2)+1.501*J61-0.013)>0.7,0.7,IF((0.0308*(J61^5)-0.2562*(J61^4)+0.8634*(J61^3)-1.5285*(J61^2)+1.501*J61-0.013)<0,0,(0.0308*(J61^5)-0.2562*(J61^4)+0.8634*(J61^3)-1.5285*(J61^2)+1.501*J61-0.013))),IF((0.0152*(J61^5)-0.131*(J61^4)+0.4581*(J61^3)-0.8418*(J61^2)+0.8536*J61-0.0046)>0.65,0.65,IF((0.0152*(J61^5)-0.131*(J61^4)+0.4581*(J61^3)-0.8418*(J61^2)+0.8536*J61-0.0046)<0,0,(0.0152*(J61^5)-0.131*(J61^4)+0.4581*(J61^3)-0.8418*(J61^2)+0.8536*J61-0.0046))))","v":0.59749999999999981},{"$f":"IF(N61=\"RR\",IF((0.0304*(J61^5)-0.2619*(J61^4)+0.9161*(J61^3)-1.6837*(J61^2)+1.7072*J61-0.0091)>0.85,0.85,IF((0.0304*(J61^5)-0.2619*(J61^4)+0.9161*(J61^3)-1.6837*(J61^2)+1.7072*J61-0.0091)<0,0,(0.0304*(J61^5)-0.2619*(J61^4)+0.9161*(J61^3)-1.6837*(J61^2)+1.7072*J61-0.0091))),IF((0.0239*(J61^5)-0.2058*(J61^4)+0.7198*(J61^3)-1.3229*(J61^2)+1.3414*J61-0.0072)>0.65,0.65,IF((0.0239*(J61^5)-0.2058*(J61^4)+0.7198*(J61^3)-1.3229*(J61^2)+1.3414*J61-0.0072)<0,0,(0.0239*(J61^5)-0.2058*(J61^4)+0.7198*(J61^3)-1.3229*(J61^2)+1.3414*J61-0.0072))))","v":0.69900000000000007},{"$f":"IF(N61=\"RR\",IF((0.0326*(J61^5)-0.2806*(J61^4)+0.9816*(J61^3)-1.8039*(J61^2)+1.8292*J61-0.0098)>0.85,0.85,IF((0.0326*(J61^5)-0.2806*(J61^4)+0.9816*(J61^3)-1.8039*(J61^2)+1.8292*J61-0.0098)<0,0,(0.0326*(J61^5)-0.2806*(J61^4)+0.9816*(J61^3)-1.8039*(J61^2)+1.8292*J61-0.0098))),IF((0.0304*(J61^5)-0.2619*(J61^4)+0.9161*(J61^3)-1.6837*(J61^2)+1.7072*J61-0.0091)>0.8,0.8,IF((0.0304*(J61^5)-0.2619*(J61^4)+0.9161*(J61^3)-1.6837*(J61^2)+1.7072*J61-0.0091)<0,0,(0.0304*(J61^5)-0.2619*(J61^4)+0.9161*(J61^3)-1.6837*(J61^2)+1.7072*J61-0.0091))))","v":0.74909999999999988},"RR",null,null,{"$f":"(SUMIFS(Selected[TN lbs/ac],Selected[Landuse],IF($D$9=\"Yes\",\"County Phase I/II MS4 Pervious\",\"nonregulated pervious developed\"))*($E61-$F61*$E61)+SUMIFS(Selected[TN lbs/ac],Selected[Landuse],IF($D$9=\"Yes\",\"County Phase I/II MS4 Impervious\",\"nonregulated impervious developed\"))*($F61*$E61))*$K61","v":0},{"$f":"(SUMIFS(Selected[TP lbs/ac],Selected[Landuse],IF($D$9=\"Yes\",\"County Phase I/II MS4 Pervious\",\"nonregulated pervious developed\"))*($E61-$F61*$E61)+SUMIFS(Selected[TP lbs/ac],Selected[Landuse],IF($D$9=\"Yes\",\"County Phase I/II MS4 Impervious\",\"nonregulated impervious developed\"))*($F61*$E61))*$L61","v":0},{"$f":"(SUMIFS(Selected[TSS lbs/ac],Selected[Landuse],IF($D$9=\"Yes\",\"County Phase I/II MS4 Pervious\",\"nonregulated pervious developed\"))*($E61-$F61*$E61)+SUMIFS(Selected[TSS lbs/ac],Selected[Landuse],IF($D$9=\"Yes\",\"County Phase I/II MS4 Impervious\",\"nonregulated impervious developed\"))*($F61*$E61))*$M61","v":0},null,null,{"$f":"SUMIFS(CurrentBMP[Average Annual Cost/Unit (used in scenario calculations)],CurrentBMP[Practice],C61)*I61","v":0}]
[null,null,"Green Streets","Acres",0,null,null,1,{"$f":"(E62*F62*43560*0.95*J62/12+E62*(1-F62)*43560*0.22*J62/12)/0.95/(J62/12)/43560","v":0},1,{"$f":"IF(N62=\"RR\",IF((0.0308*(J62^5)-0.2562*(J62^4)+0.8634*(J62^3)-1.5285*(J62^2)+1.501*J62-0.013)>0.7,0.7,IF((0.0308*(J62^5)-0.2562*(J62^4)+0.8634*(J62^3)-1.5285*(J62^2)+1.501*J62-0.013)<0,0,(0.0308*(J62^5)-0.2562*(J62^4)+0.8634*(J62^3)-1.5285*(J62^2)+1.501*J62-0.013))),IF((0.0152*(J62^5)-0.131*(J62^4)+0.4581*(J62^3)-0.8418*(J62^2)+0.8536*J62-0.0046)>0.65,0.65,IF((0.0152*(J62^5)-0.131*(J62^4)+0.4581*(J62^3)-0.8418*(J62^2)+0.8536*J62-0.0046)<0,0,(0.0152*(J62^5)-0.131*(J62^4)+0.4581*(J62^3)-0.8418*(J62^2)+0.8536*J62-0.0046))))","v":0.59749999999999981},{"$f":"IF(N62=\"RR\",IF((0.0304*(J62^5)-0.2619*(J62^4)+0.9161*(J62^3)-1.6837*(J62^2)+1.7072*J62-0.0091)>0.85,0.85,IF((0.0304*(J62^5)-0.2619*(J62^4)+0.9161*(J62^3)-1.6837*(J62^2)+1.7072*J62-0.0091)<0,0,(0.0304*(J62^5)-0.2619*(J62^4)+0.9161*(J62^3)-1.6837*(J62^2)+1.7072*J62-0.0091))),IF((0.0239*(J62^5)-0.2058*(J62^4)+0.7198*(J62^3)-1.3229*(J62^2)+1.3414*J62-0.0072)>0.65,0.65,IF((0.0239*(J62^5)-0.2058*(J62^4)+0.7198*(J62^3)-1.3229*(J62^2)+1.3414*J62-0.0072)<0,0,(0.0239*(J62^5)-0.2058*(J62^4)+0.7198*(J62^3)-1.3229*(J62^2)+1.3414*J62-0.0072))))","v":0.69900000000000007},{"$f":"IF(N62=\"RR\",IF((0.0326*(J62^5)-0.2806*(J62^4)+0.9816*(J62^3)-1.8039*(J62^2)+1.8292*J62-0.0098)>0.85,0.85,IF((0.0326*(J62^5)-0.2806*(J62^4)+0.9816*(J62^3)-1.8039*(J62^2)+1.8292*J62-0.0098)<0,0,(0.0326*(J62^5)-0.2806*(J62^4)+0.9816*(J62^3)-1.8039*(J62^2)+1.8292*J62-0.0098))),IF((0.0304*(J62^5)-0.2619*(J62^4)+0.9161*(J62^3)-1.6837*(J62^2)+1.7072*J62-0.0091)>0.8,0.8,IF((0.0304*(J62^5)-0.2619*(J62^4)+0.9161*(J62^3)-1.6837*(J62^2)+1.7072*J62-0.0091)<0,0,(0.0304*(J62^5)-0.2619*(J62^4)+0.9161*(J62^3)-1.6837*(J62^2)+1.7072*J62-0.0091))))","v":0.74909999999999988},"RR",null,null,{"$f":"(SUMIFS(Selected[TN lbs/ac],Selected[Landuse],IF($D$9=\"Yes\",\"County Phase I/II MS4 Pervious\",\"nonregulated pervious developed\"))*($E62-$F62*$E62)+SUMIFS(Selected[TN lbs/ac],Selected[Landuse],IF($D$9=\"Yes\",\"County Phase I/II MS4 Impervious\",\"nonregulated impervious developed\"))*($F62*$E62))*$K62","v":0},{"$f":"(SUMIFS(Selected[TP lbs/ac],Selected[Landuse],IF($D$9=\"Yes\",\"County Phase I/II MS4 Pervious\",\"nonregulated pervious developed\"))*($E62-$F62*$E62)+SUMIFS(Selected[TP lbs/ac],Selected[Landuse],IF($D$9=\"Yes\",\"County Phase I/II MS4 Impervious\",\"nonregulated impervious developed\"))*($F62*$E62))*$L62","v":0},{"$f":"(SUMIFS(Selected[TSS lbs/ac],Selected[Landuse],IF($D$9=\"Yes\",\"County Phase I/II MS4 Pervious\",\"nonregulated pervious developed\"))*($E62-$F62*$E62)+SUMIFS(Selected[TSS lbs/ac],Selected[Landuse],IF($D$9=\"Yes\",\"County Phase I/II MS4 Impervious\",\"nonregulated impervious developed\"))*($F62*$E62))*$M62","v":0},null,null,{"$f":"SUMIFS(CurrentBMP[Average Annual Cost/Unit (used in scenario calculations)],CurrentBMP[Practice],C62)*I62","v":0}]
[]
[null,"Filtering/Infiltration"]
[null,null,"Vegetated Filter Strips","Acres",0,null,null,{"$f":"IF(F65-G65>1,0,1-(F65-G65))","v":1},{"$f":"(E65*F65*43560*0.95*J65/12+E65*(1-IF((F65+G65)>1,1,F65+G65))*43560*0.22*J65/12+E65*IF(G65+F65>1,1-F65,G65)*43560*0.4*J65/12)/0.95/(J65/12)/43560","v":0},1,{"$f":"IF(N65=\"RR\",IF((0.0308*(J65^5)-0.2562*(J65^4)+0.8634*(J65^3)-1.5285*(J65^2)+1.501*J65-0.013)>0.7,0.7,IF((0.0308*(J65^5)-0.2562*(J65^4)+0.8634*(J65^3)-1.5285*(J65^2)+1.501*J65-0.013)<0,0,(0.0308*(J65^5)-0.2562*(J65^4)+0.8634*(J65^3)-1.5285*(J65^2)+1.501*J65-0.013))),IF((0.0152*(J65^5)-0.131*(J65^4)+0.4581*(J65^3)-0.8418*(J65^2)+0.8536*J65-0.0046)>0.65,0.65,IF((0.0152*(J65^5)-0.131*(J65^4)+0.4581*(J65^3)-0.8418*(J65^2)+0.8536*J65-0.0046)<0,0,(0.0152*(J65^5)-0.131*(J65^4)+0.4581*(J65^3)-0.8418*(J65^2)+0.8536*J65-0.0046))))","v":0.59749999999999981},{"$f":"IF(N65=\"RR\",IF((0.0304*(J65^5)-0.2619*(J65^4)+0.9161*(J65^3)-1.6837*(J65^2)+1.7072*J65-0.0091)>0.85,0.85,IF((0.0304*(J65^5)-0.2619*(J65^4)+0.9161*(J65^3)-1.6837*(J65^2)+1.7072*J65-0.0091)<0,0,(0.0304*(J65^5)-0.2619*(J65^4)+0.9161*(J65^3)-1.6837*(J65^2)+1.7072*J65-0.0091))),IF((0.0239*(J65^5)-0.2058*(J65^4)+0.7198*(J65^3)-1.3229*(J65^2)+1.3414*J65-0.0072)>0.65,0.65,IF((0.0239*(J65^5)-0.2058*(J65^4)+0.7198*(J65^3)-1.3229*(J65^2)+1.3414*J65-0.0072)<0,0,(0.0239*(J65^5)-0.2058*(J65^4)+0.7198*(J65^3)-1.3229*(J65^2)+1.3414*J65-0.0072))))","v":0.69900000000000007},{"$f":"IF(N65=\"RR\",IF((0.0326*(J65^5)-0.2806*(J65^4)+0.9816*(J65^3)-1.8039*(J65^2)+1.8292*J65-0.0098)>0.85,0.85,IF((0.0326*(J65^5)-0.2806*(J65^4)+0.9816*(J65^3)-1.8039*(J65^2)+1.8292*J65-0.0098)<0,0,(0.0326*(J65^5)-0.2806*(J65^4)+0.9816*(J65^3)-1.8039*(J65^2)+1.8292*J65-0.0098))),IF((0.0304*(J65^5)-0.2619*(J65^4)+0.9161*(J65^3)-1.6837*(J65^2)+1.7072*J65-0.0091)>0.8,0.8,IF((0.0304*(J65^5)-0.2619*(J65^4)+0.9161*(J65^3)-1.6837*(J65^2)+1.7072*J65-0.0091)<0,0,(0.0304*(J65^5)-0.2619*(J65^4)+0.9161*(J65^3)-1.6837*(J65^2)+1.7072*J65-0.0091))))","v":0.74909999999999988},"RR",null,null,{"$f":"(SUMIFS(Selected[TN lbs/ac],Selected[Landuse],IF($D$9=\"Yes\",\"County Phase I/II MS4 Pervious\",\"nonregulated pervious developed\"))*($E65*(1-IF(F65+G65>1,1,F65+G65)))+SUMIFS(Selected[TN lbs/ac],Selected[Landuse],IF($D$9=\"Yes\",\"County Phase I/II MS4 Impervious\",\"nonregulated impervious developed\"))*($F65*$E65))*$K65","v":0},{"$f":"(SUMIFS(Selected[TP lbs/ac],Selected[Landuse],IF($D$9=\"Yes\",\"County Phase I/II MS4 Pervious\",\"nonregulated pervious developed\"))*($E65*(1-IF(F65+G65>1,1,F65+G65)))+SUMIFS(Selected[TP lbs/ac],Selected[Landuse],IF($D$9=\"Yes\",\"County Phase I/II MS4 Impervious\",\"nonregulated impervious developed\"))*($F65*$E65))*$L65","v":0},{"$f":"(SUMIFS(Selected[TSS lbs/ac],Selected[Landuse],IF($D$9=\"Yes\",\"County Phase I/II MS4 Pervious\",\"nonregulated pervious developed\"))*($E65*(1-IF(F65+G65>1,1,F65+G65)))+SUMIFS(Selected[TSS lbs/ac],Selected[Landuse],IF($D$9=\"Yes\",\"County Phase I/II MS4 Impervious\",\"nonregulated impervious developed\"))*($F65*$E65))*$M65","v":0},null,null,{"$f":"SUMIFS(CurrentBMP[Average Annual Cost/Unit (used in scenario calculations)],CurrentBMP[Practice],C65)*I65","v":0},null,null,{"$f":"SUMIFS(Selected[Lbs Nitrogen-Delivered],Selected[Sector],\"=Agriculture\")/SUMIFS(Selected[PostBMPAcres],Selected[Sector],\"=Agriculture\")*E65*IF(F65+G65>1,1-G65,G65)","v":0},{"$f":"SUMIFS(Selected[Lbs Phosphorus-Delivered],Selected[Sector],\"=Agriculture\")/SUMIFS(Selected[PostBMPAcres],Selected[Sector],\"=Agriculture\")*E65*IF(F65+G65>1,1-G65,G65)","v":0},{"$f":"SUMIFS(Selected[Lbs Sediment-Delivered],Selected[Sector],\"=Agriculture\")/SUMIFS(Selected[PostBMPAcres],Selected[Sector],\"=Agriculture\")*E65*IF(F65+G65>1,1-G65,G65)","v":0},{"$f":"IF(F65+G65>1,1-F65,G65)*E65","v":0}]
[null,null,"Hydrodynamic and Filtering Practices","Acres",0,null,null,1,{"$f":"(E66*F66*43560*0.95*J66/12+E66*(1-F66)*43560*0.22*J66/12)/0.95/(J66/12)/43560","v":0},1,{"$f":"IF(N66=\"RR\",IF((0.0308*(J66^5)-0.2562*(J66^4)+0.8634*(J66^3)-1.5285*(J66^2)+1.501*J66-0.013)>0.7,0.7,IF((0.0308*(J66^5)-0.2562*(J66^4)+0.8634*(J66^3)-1.5285*(J66^2)+1.501*J66-0.013)<0,0,(0.0308*(J66^5)-0.2562*(J66^4)+0.8634*(J66^3)-1.5285*(J66^2)+1.501*J66-0.013))),IF((0.0152*(J66^5)-0.131*(J66^4)+0.4581*(J66^3)-0.8418*(J66^2)+0.8536*J66-0.0046)>0.65,0.65,IF((0.0152*(J66^5)-0.131*(J66^4)+0.4581*(J66^3)-0.8418*(J66^2)+0.8536*J66-0.0046)<0,0,(0.0152*(J66^5)-0.131*(J66^4)+0.4581*(J66^3)-0.8418*(J66^2)+0.8536*J66-0.0046))))","v":0.34950000000000003},{"$f":"IF(N66=\"RR\",IF((0.0304*(J66^5)-0.2619*(J66^4)+0.9161*(J66^3)-1.6837*(J66^2)+1.7072*J66-0.0091)>0.85,0.85,IF((0.0304*(J66^5)-0.2619*(J66^4)+0.9161*(J66^3)-1.6837*(J66^2)+1.7072*J66-0.0091)<0,0,(0.0304*(J66^5)-0.2619*(J66^4)+0.9161*(J66^3)-1.6837*(J66^2)+1.7072*J66-0.0091))),IF((0.0239*(J66^5)-0.2058*(J66^4)+0.7198*(J66^3)-1.3229*(J66^2)+1.3414*J66-0.0072)>0.65,0.65,IF((0.0239*(J66^5)-0.2058*(J66^4)+0.7198*(J66^3)-1.3229*(J66^2)+1.3414*J66-0.0072)<0,0,(0.0239*(J66^5)-0.2058*(J66^4)+0.7198*(J66^3)-1.3229*(J66^2)+1.3414*J66-0.0072))))","v":0.54920000000000002},{"$f":"IF(N66=\"RR\",IF((0.0326*(J66^5)-0.2806*(J66^4)+0.9816*(J66^3)-1.8039*(J66^2)+1.8292*J66-0.0098)>0.85,0.85,IF((0.0326*(J66^5)-0.2806*(J66^4)+0.9816*(J66^3)-1.8039*(J66^2)+1.8292*J66-0.0098)<0,0,(0.0326*(J66^5)-0.2806*(J66^4)+0.9816*(J66^3)-1.8039*(J66^2)+1.8292*J66-0.0098))),IF((0.0304*(J66^5)-0.2619*(J66^4)+0.9161*(J66^3)-1.6837*(J66^2)+1.7072*J66-0.0091)>0.8,0.8,IF((0.0304*(J66^5)-0.2619*(J66^4)+0.9161*(J66^3)-1.6837*(J66^2)+1.7072*J66-0.0091)<0,0,(0.0304*(J66^5)-0.2619*(J66^4)+0.9161*(J66^3)-1.6837*(J66^2)+1.7072*J66-0.0091))))","v":0.69900000000000007},"ST",null,null,{"$f":"(SUMIFS(Selected[TN lbs/ac],Selected[Landuse],IF($D$9=\"Yes\",\"County Phase I/II MS4 Pervious\",\"nonregulated pervious developed\"))*($E66-$F66*$E66)+SUMIFS(Selected[TN lbs/ac],Selected[Landuse],IF($D$9=\"Yes\",\"County Phase I/II MS4 Impervious\",\"nonregulated impervious developed\"))*($F66*$E66))*$K66","v":0},{"$f":"(SUMIFS(Selected[TP lbs/ac],Selected[Landuse],IF($D$9=\"Yes\",\"County Phase I/II MS4 Pervious\",\"nonregulated pervious developed\"))*($E66-$F66*$E66)+SUMIFS(Selected[TP lbs/ac],Selected[Landuse],IF($D$9=\"Yes\",\"County Phase I/II MS4 Impervious\",\"nonregulated impervious developed\"))*($F66*$E66))*$L66","v":0},{"$f":"(SUMIFS(Selected[TSS lbs/ac],Selected[Landuse],IF($D$9=\"Yes\",\"County Phase I/II MS4 Pervious\",\"nonregulated pervious developed\"))*($E66-$F66*$E66)+SUMIFS(Selected[TSS lbs/ac],Selected[Landuse],IF($D$9=\"Yes\",\"County Phase I/II MS4 Impervious\",\"nonregulated impervious developed\"))*($F66*$E66))*$M66","v":0},null,null,{"$f":"SUMIFS(CurrentBMP[Average Annual Cost/Unit (used in scenario calculations)],CurrentBMP[Practice],C66)*I66","v":0}]
[null,null,"Infiltration","Acres",0,null,null,1,{"$f":"(E67*F67*43560*0.95*J67/12+E67*(1-IF((F67+G67)>1,1,F67+G67))*43560*0.22*J67/12+E67*IF(G67+F67>1,1-F67,G67)*43560*0.4*J67/12)/0.95/(J67/12)/43560","v":0},1,{"$f":"IF(N67=\"RR\",IF((0.0308*(J67^5)-0.2562*(J67^4)+0.8634*(J67^3)-1.5285*(J67^2)+1.501*J67-0.013)>0.7,0.7,IF((0.0308*(J67^5)-0.2562*(J67^4)+0.8634*(J67^3)-1.5285*(J67^2)+1.501*J67-0.013)<0,0,(0.0308*(J67^5)-0.2562*(J67^4)+0.8634*(J67^3)-1.5285*(J67^2)+1.501*J67-0.013))),IF((0.0152*(J67^5)-0.131*(J67^4)+0.4581*(J67^3)-0.8418*(J67^2)+0.8536*J67-0.0046)>0.65,0.65,IF((0.0152*(J67^5)-0.131*(J67^4)+0.4581*(J67^3)-0.8418*(J67^2)+0.8536*J67-0.0046)<0,0,(0.0152*(J67^5)-0.131*(J67^4)+0.4581*(J67^3)-0.8418*(J67^2)+0.8536*J67-0.0046))))","v":0.59749999999999981},{"$f":"IF(N67=\"RR\",IF((0.0304*(J67^5)-0.2619*(J67^4)+0.9161*(J67^3)-1.6837*(J67^2)+1.7072*J67-0.0091)>0.85,0.85,IF((0.0304*(J67^5)-0.2619*(J67^4)+0.9161*(J67^3)-1.6837*(J67^2)+1.7072*J67-0.0091)<0,0,(0.0304*(J67^5)-0.2619*(J67^4)+0.9161*(J67^3)-1.6837*(J67^2)+1.7072*J67-0.0091))),IF((0.0239*(J67^5)-0.2058*(J67^4)+0.7198*(J67^3)-1.3229*(J67^2)+1.3414*J67-0.0072)>0.65,0.65,IF((0.0239*(J67^5)-0.2058*(J67^4)+0.7198*(J67^3)-1.3229*(J67^2)+1.3414*J67-0.0072)<0,0,(0.0239*(J67^5)-0.2058*(J67^4)+0.7198*(J67^3)-1.3229*(J67^2)+1.3414*J67-0.0072))))","v":0.69900000000000007},{"$f":"IF(N67=\"RR\",IF((0.0326*(J67^5)-0.2806*(J67^4)+0.9816*(J67^3)-1.8039*(J67^2)+1.8292*J67-0.0098)>0.85,0.85,IF((0.0326*(J67^5)-0.2806*(J67^4)+0.9816*(J67^3)-1.8039*(J67^2)+1.8292*J67-0.0098)<0,0,(0.0326*(J67^5)-0.2806*(J67^4)+0.9816*(J67^3)-1.8039*(J67^2)+1.8292*J67-0.0098))),IF((0.0304*(J67^5)-0.2619*(J67^4)+0.9161*(J67^3)-1.6837*(J67^2)+1.7072*J67-0.0091)>0.8,0.8,IF((0.0304*(J67^5)-0.2619*(J67^4)+0.9161*(J67^3)-1.6837*(J67^2)+1.7072*J67-0.0091)<0,0,(0.0304*(J67^5)-0.2619*(J67^4)+0.9161*(J67^3)-1.6837*(J67^2)+1.7072*J67-0.0091))))","v":0.74909999999999988},"RR",null,null,{"$f":"(SUMIFS(Selected[TN lbs/ac],Selected[Landuse],IF($D$9=\"Yes\",\"County Phase I/II MS4 Pervious\",\"nonregulated pervious developed\"))*($E67*(1-IF(F67+G67>1,1,F67+G67)))+SUMIFS(Selected[TN lbs/ac],Selected[Landuse],IF($D$9=\"Yes\",\"County Phase I/II MS4 Impervious\",\"nonregulated impervious developed\"))*($F67*$E67))*$K67","v":0},{"$f":"(SUMIFS(Selected[TP lbs/ac],Selected[Landuse],IF($D$9=\"Yes\",\"County Phase I/II MS4 Pervious\",\"nonregulated pervious developed\"))*($E67*(1-IF(F67+G67>1,1,F67+G67)))+SUMIFS(Selected[TP lbs/ac],Selected[Landuse],IF($D$9=\"Yes\",\"County Phase I/II MS4 Impervious\",\"nonregulated impervious developed\"))*($F67*$E67))*$L67","v":0},{"$f":"(SUMIFS(Selected[TSS lbs/ac],Selected[Landuse],IF($D$9=\"Yes\",\"County Phase I/II MS4 Pervious\",\"nonregulated pervious developed\"))*($E67*(1-IF(F67+G67>1,1,F67+G67)))+SUMIFS(Selected[TSS lbs/ac],Selected[Landuse],IF($D$9=\"Yes\",\"County Phase I/II MS4 Impervious\",\"nonregulated impervious developed\"))*($F67*$E67))*$M67","v":0},null,null,{"$f":"SUMIFS(CurrentBMP[Average Annual Cost/Unit (used in scenario calculations)],CurrentBMP[Practice],C67)*I67","v":0},null,null,{"$f":"SUMIFS(Selected[Lbs Nitrogen-Delivered],Selected[Sector],\"=Agriculture\")/SUMIFS(Selected[PostBMPAcres],Selected[Sector],\"=Agriculture\")*E67*IF(F67+G67>1,1-G67,G67)","v":0},{"$f":"SUMIFS(Selected[Lbs Phosphorus-Delivered],Selected[Sector],\"=Agriculture\")/SUMIFS(Selected[PostBMPAcres],Selected[Sector],\"=Agriculture\")*E67*IF(F67+G67>1,1-G67,G67)","v":0},{"$f":"SUMIFS(Selected[Lbs Sediment-Delivered],Selected[Sector],\"=Agriculture\")/SUMIFS(Selected[PostBMPAcres],Selected[Sector],\"=Agriculture\")*E67*IF(F67+G67>1,1-G67,G67)","v":0},{"$f":"IF(F67+G67>1,1-F67,G67)*E67","v":0}]
[null,null,"Stormwater Tree Pits/Structural Soils","Acres",0,1,null,0,{"$f":"(E68*F68*43560*0.95*J68/12+E68*(1-F68)*43560*0.22*J68/12)/0.95/(J68/12)/43560","v":0},1,{"$f":"IF(N68=\"RR\",IF((0.0308*(J68^5)-0.2562*(J68^4)+0.8634*(J68^3)-1.5285*(J68^2)+1.501*J68-0.013)>0.7,0.7,IF((0.0308*(J68^5)-0.2562*(J68^4)+0.8634*(J68^3)-1.5285*(J68^2)+1.501*J68-0.013)<0,0,(0.0308*(J68^5)-0.2562*(J68^4)+0.8634*(J68^3)-1.5285*(J68^2)+1.501*J68-0.013))),IF((0.0152*(J68^5)-0.131*(J68^4)+0.4581*(J68^3)-0.8418*(J68^2)+0.8536*J68-0.0046)>0.65,0.65,IF((0.0152*(J68^5)-0.131*(J68^4)+0.4581*(J68^3)-0.8418*(J68^2)+0.8536*J68-0.0046)<0,0,(0.0152*(J68^5)-0.131*(J68^4)+0.4581*(J68^3)-0.8418*(J68^2)+0.8536*J68-0.0046))))","v":0.34950000000000003},{"$f":"IF(N68=\"RR\",IF((0.0304*(J68^5)-0.2619*(J68^4)+0.9161*(J68^3)-1.6837*(J68^2)+1.7072*J68-0.0091)>0.85,0.85,IF((0.0304*(J68^5)-0.2619*(J68^4)+0.9161*(J68^3)-1.6837*(J68^2)+1.7072*J68-0.0091)<0,0,(0.0304*(J68^5)-0.2619*(J68^4)+0.9161*(J68^3)-1.6837*(J68^2)+1.7072*J68-0.0091))),IF((0.0239*(J68^5)-0.2058*(J68^4)+0.7198*(J68^3)-1.3229*(J68^2)+1.3414*J68-0.0072)>0.65,0.65,IF((0.0239*(J68^5)-0.2058*(J68^4)+0.7198*(J68^3)-1.3229*(J68^2)+1.3414*J68-0.0072)<0,0,(0.0239*(J68^5)-0.2058*(J68^4)+0.7198*(J68^3)-1.3229*(J68^2)+1.3414*J68-0.0072))))","v":0.54920000000000002},{"$f":"IF(N68=\"RR\",IF((0.0326*(J68^5)-0.2806*(J68^4)+0.9816*(J68^3)-1.8039*(J68^2)+1.8292*J68-0.0098)>0.85,0.85,IF((0.0326*(J68^5)-0.2806*(J68^4)+0.9816*(J68^3)-1.8039*(J68^2)+1.8292*J68-0.0098)<0,0,(0.0326*(J68^5)-0.2806*(J68^4)+0.9816*(J68^3)-1.8039*(J68^2)+1.8292*J68-0.0098))),IF((0.0304*(J68^5)-0.2619*(J68^4)+0.9161*(J68^3)-1.6837*(J68^2)+1.7072*J68-0.0091)>0.8,0.8,IF((0.0304*(J68^5)-0.2619*(J68^4)+0.9161*(J68^3)-1.6837*(J68^2)+1.7072*J68-0.0091)<0,0,(0.0304*(J68^5)-0.2619*(J68^4)+0.9161*(J68^3)-1.6837*(J68^2)+1.7072*J68-0.0091))))","v":0.69900000000000007},"ST",null,null,{"$f":"(SUMIFS(Selected[TN lbs/ac],Selected[Landuse],IF($D$9=\"Yes\",\"County Phase I/II MS4 Pervious\",\"nonregulated pervious developed\"))*($E68-$F68*$E68)+SUMIFS(Selected[TN lbs/ac],Selected[Landuse],IF($D$9=\"Yes\",\"County Phase I/II MS4 Impervious\",\"nonregulated impervious developed\"))*($F68*$E68))*$K68","v":0},{"$f":"(SUMIFS(Selected[TP lbs/ac],Selected[Landuse],IF($D$9=\"Yes\",\"County Phase I/II MS4 Pervious\",\"nonregulated pervious developed\"))*($E68-$F68*$E68)+SUMIFS(Selected[TP lbs/ac],Selected[Landuse],IF($D$9=\"Yes\",\"County Phase I/II MS4 Impervious\",\"nonregulated impervious developed\"))*($F68*$E68))*$L68","v":0},{"$f":"(SUMIFS(Selected[TSS lbs/ac],Selected[Landuse],IF($D$9=\"Yes\",\"County Phase I/II MS4 Pervious\",\"nonregulated pervious developed\"))*($E68-$F68*$E68)+SUMIFS(Selected[TSS lbs/ac],Selected[Landuse],IF($D$9=\"Yes\",\"County Phase I/II MS4 Impervious\",\"nonregulated impervious developed\"))*($F68*$E68))*$M68","v":0},null,null,{"$f":"SUMIFS(CurrentBMP[Average Annual Cost/Unit (used in scenario calculations)],CurrentBMP[Practice],C68)*I68","v":0}]
[null,null,"Sand Filter","Acres",0,null,null,1,{"$f":"(E69*F69*43560*0.95*J69/12+E69*(1-F69)*43560*0.22*J69/12)/0.95/(J69/12)/43560","v":0},1,{"$f":"IF(N69=\"RR\",IF((0.0308*(J69^5)-0.2562*(J69^4)+0.8634*(J69^3)-1.5285*(J69^2)+1.501*J69-0.013)>0.7,0.7,IF((0.0308*(J69^5)-0.2562*(J69^4)+0.8634*(J69^3)-1.5285*(J69^2)+1.501*J69-0.013)<0,0,(0.0308*(J69^5)-0.2562*(J69^4)+0.8634*(J69^3)-1.5285*(J69^2)+1.501*J69-0.013))),IF((0.0152*(J69^5)-0.131*(J69^4)+0.4581*(J69^3)-0.8418*(J69^2)+0.8536*J69-0.0046)>0.65,0.65,IF((0.0152*(J69^5)-0.131*(J69^4)+0.4581*(J69^3)-0.8418*(J69^2)+0.8536*J69-0.0046)<0,0,(0.0152*(J69^5)-0.131*(J69^4)+0.4581*(J69^3)-0.8418*(J69^2)+0.8536*J69-0.0046))))","v":0.34950000000000003},{"$f":"IF(N69=\"RR\",IF((0.0304*(J69^5)-0.2619*(J69^4)+0.9161*(J69^3)-1.6837*(J69^2)+1.7072*J69-0.0091)>0.85,0.85,IF((0.0304*(J69^5)-0.2619*(J69^4)+0.9161*(J69^3)-1.6837*(J69^2)+1.7072*J69-0.0091)<0,0,(0.0304*(J69^5)-0.2619*(J69^4)+0.9161*(J69^3)-1.6837*(J69^2)+1.7072*J69-0.0091))),IF((0.0239*(J69^5)-0.2058*(J69^4)+0.7198*(J69^3)-1.3229*(J69^2)+1.3414*J69-0.0072)>0.65,0.65,IF((0.0239*(J69^5)-0.2058*(J69^4)+0.7198*(J69^3)-1.3229*(J69^2)+1.3414*J69-0.0072)<0,0,(0.0239*(J69^5)-0.2058*(J69^4)+0.7198*(J69^3)-1.3229*(J69^2)+1.3414*J69-0.0072))))","v":0.54920000000000002},{"$f":"IF(N69=\"RR\",IF((0.0326*(J69^5)-0.2806*(J69^4)+0.9816*(J69^3)-1.8039*(J69^2)+1.8292*J69-0.0098)>0.85,0.85,IF((0.0326*(J69^5)-0.2806*(J69^4)+0.9816*(J69^3)-1.8039*(J69^2)+1.8292*J69-0.0098)<0,0,(0.0326*(J69^5)-0.2806*(J69^4)+0.9816*(J69^3)-1.8039*(J69^2)+1.8292*J69-0.0098))),IF((0.0304*(J69^5)-0.2619*(J69^4)+0.9161*(J69^3)-1.6837*(J69^2)+1.7072*J69-0.0091)>0.8,0.8,IF((0.0304*(J69^5)-0.2619*(J69^4)+0.9161*(J69^3)-1.6837*(J69^2)+1.7072*J69-0.0091)<0,0,(0.0304*(J69^5)-0.2619*(J69^4)+0.9161*(J69^3)-1.6837*(J69^2)+1.7072*J69-0.0091))))","v":0.69900000000000007},"ST",null,null,{"$f":"(SUMIFS(Selected[TN lbs/ac],Selected[Landuse],IF($D$9=\"Yes\",\"County Phase I/II MS4 Pervious\",\"nonregulated pervious developed\"))*($E69-$F69*$E69)+SUMIFS(Selected[TN lbs/ac],Selected[Landuse],IF($D$9=\"Yes\",\"County Phase I/II MS4 Impervious\",\"nonregulated impervious developed\"))*($F69*$E69))*$K69","v":0},{"$f":"(SUMIFS(Selected[TP lbs/ac],Selected[Landuse],IF($D$9=\"Yes\",\"County Phase I/II MS4 Pervious\",\"nonregulated pervious developed\"))*($E69-$F69*$E69)+SUMIFS(Selected[TP lbs/ac],Selected[Landuse],IF($D$9=\"Yes\",\"County Phase I/II MS4 Impervious\",\"nonregulated impervious developed\"))*($F69*$E69))*$L69","v":0},{"$f":"(SUMIFS(Selected[TSS lbs/ac],Selected[Landuse],IF($D$9=\"Yes\",\"County Phase I/II MS4 Pervious\",\"nonregulated pervious developed\"))*($E69-$F69*$E69)+SUMIFS(Selected[TSS lbs/ac],Selected[Landuse],IF($D$9=\"Yes\",\"County Phase I/II MS4 Impervious\",\"nonregulated impervious developed\"))*($F69*$E69))*$M69","v":0},null,null,{"$f":"SUMIFS(CurrentBMP[Average Annual Cost/Unit (used in scenario calculations)],CurrentBMP[Practice],C69)*I69","v":0}]
[]
[null,"Channels"]
[null,null,"Dry Swale/Bioswale","Acres",0,null,null,{"$f":"IF(F72-G72>1,0,1-(F72-G72))","v":1},{"$f":"(E72*F72*43560*0.95*J72/12+E72*(1-IF((F72+G72)>1,1,F72+G72))*43560*0.22*J72/12+E72*IF(G72+F72>1,1-F72,G72)*43560*0.4*J72/12)/0.95/(J72/12)/43560","v":0},1,{"$f":"IF(N72=\"RR\",IF((0.0308*(J72^5)-0.2562*(J72^4)+0.8634*(J72^3)-1.5285*(J72^2)+1.501*J72-0.013)>0.7,0.7,IF((0.0308*(J72^5)-0.2562*(J72^4)+0.8634*(J72^3)-1.5285*(J72^2)+1.501*J72-0.013)<0,0,(0.0308*(J72^5)-0.2562*(J72^4)+0.8634*(J72^3)-1.5285*(J72^2)+1.501*J72-0.013))),IF((0.0152*(J72^5)-0.131*(J72^4)+0.4581*(J72^3)-0.8418*(J72^2)+0.8536*J72-0.0046)>0.65,0.65,IF((0.0152*(J72^5)-0.131*(J72^4)+0.4581*(J72^3)-0.8418*(J72^2)+0.8536*J72-0.0046)<0,0,(0.0152*(J72^5)-0.131*(J72^4)+0.4581*(J72^3)-0.8418*(J72^2)+0.8536*J72-0.0046))))","v":0.59749999999999981},{"$f":"IF(N72=\"RR\",IF((0.0304*(J72^5)-0.2619*(J72^4)+0.9161*(J72^3)-1.6837*(J72^2)+1.7072*J72-0.0091)>0.85,0.85,IF((0.0304*(J72^5)-0.2619*(J72^4)+0.9161*(J72^3)-1.6837*(J72^2)+1.7072*J72-0.0091)<0,0,(0.0304*(J72^5)-0.2619*(J72^4)+0.9161*(J72^3)-1.6837*(J72^2)+1.7072*J72-0.0091))),IF((0.0239*(J72^5)-0.2058*(J72^4)+0.7198*(J72^3)-1.3229*(J72^2)+1.3414*J72-0.0072)>0.65,0.65,IF((0.0239*(J72^5)-0.2058*(J72^4)+0.7198*(J72^3)-1.3229*(J72^2)+1.3414*J72-0.0072)<0,0,(0.0239*(J72^5)-0.2058*(J72^4)+0.7198*(J72^3)-1.3229*(J72^2)+1.3414*J72-0.0072))))","v":0.69900000000000007},{"$f":"IF(N72=\"RR\",IF((0.0326*(J72^5)-0.2806*(J72^4)+0.9816*(J72^3)-1.8039*(J72^2)+1.8292*J72-0.0098)>0.85,0.85,IF((0.0326*(J72^5)-0.2806*(J72^4)+0.9816*(J72^3)-1.8039*(J72^2)+1.8292*J72-0.0098)<0,0,(0.0326*(J72^5)-0.2806*(J72^4)+0.9816*(J72^3)-1.8039*(J72^2)+1.8292*J72-0.0098))),IF((0.0304*(J72^5)-0.2619*(J72^4)+0.9161*(J72^3)-1.6837*(J72^2)+1.7072*J72-0.0091)>0.8,0.8,IF((0.0304*(J72^5)-0.2619*(J72^4)+0.9161*(J72^3)-1.6837*(J72^2)+1.7072*J72-0.0091)<0,0,(0.0304*(J72^5)-0.2619*(J72^4)+0.9161*(J72^3)-1.6837*(J72^2)+1.7072*J72-0.0091))))","v":0.74909999999999988},"RR",null,null,{"$f":"(SUMIFS(Selected[TN lbs/ac],Selected[Landuse],IF($D$9=\"Yes\",\"County Phase I/II MS4 Pervious\",\"nonregulated pervious developed\"))*($E72*(1-IF(F72+G72>1,1,F72+G72)))+SUMIFS(Selected[TN lbs/ac],Selected[Landuse],IF($D$9=\"Yes\",\"County Phase I/II MS4 Impervious\",\"nonregulated impervious developed\"))*($F72*$E72))*$K72","v":0},{"$f":"(SUMIFS(Selected[TP lbs/ac],Selected[Landuse],IF($D$9=\"Yes\",\"County Phase I/II MS4 Pervious\",\"nonregulated pervious developed\"))*($E72*(1-IF(F72+G72>1,1,F72+G72)))+SUMIFS(Selected[TP lbs/ac],Selected[Landuse],IF($D$9=\"Yes\",\"County Phase I/II MS4 Impervious\",\"nonregulated impervious developed\"))*($F72*$E72))*$L72","v":0},{"$f":"(SUMIFS(Selected[TSS lbs/ac],Selected[Landuse],IF($D$9=\"Yes\",\"County Phase I/II MS4 Pervious\",\"nonregulated pervious developed\"))*($E72*(1-IF(F72+G72>1,1,F72+G72)))+SUMIFS(Selected[TSS lbs/ac],Selected[Landuse],IF($D$9=\"Yes\",\"County Phase I/II MS4 Impervious\",\"nonregulated impervious developed\"))*($F72*$E72))*$M72","v":0},null,null,{"$f":"SUMIFS(CurrentBMP[Average Annual Cost/Unit (used in scenario calculations)],CurrentBMP[Practice],C72)*I72","v":0},null,null,{"$f":"SUMIFS(Selected[Lbs Nitrogen-Delivered],Selected[Sector],\"=Agriculture\")/SUMIFS(Selected[PostBMPAcres],Selected[Sector],\"=Agriculture\")*E72*IF(F72+G72>1,1-G72,G72)","v":0},{"$f":"SUMIFS(Selected[Lbs Phosphorus-Delivered],Selected[Sector],\"=Agriculture\")/SUMIFS(Selected[PostBMPAcres],Selected[Sector],\"=Agriculture\")*E72*IF(F72+G72>1,1-G72,G72)","v":0},{"$f":"SUMIFS(Selected[Lbs Sediment-Delivered],Selected[Sector],\"=Agriculture\")/SUMIFS(Selected[PostBMPAcres],Selected[Sector],\"=Agriculture\")*E72*IF(F72+G72>1,1-G72,G72)","v":0},{"$f":"IF(F72+G72>1,1-F72,G72)*E72","v":0}]
[null,null,"Wet Swale","Acres",0,null,null,1,{"$f":"(E73*F73*43560*0.95*J73/12+E73*(1-IF((F73+G73)>1,1,F73+G73))*43560*0.22*J73/12+E73*IF(G73+F73>1,1-F73,G73)*43560*0.4*J73/12)/0.95/(J73/12)/43560","v":0},1,{"$f":"IF(N73=\"RR\",IF((0.0308*(J73^5)-0.2562*(J73^4)+0.8634*(J73^3)-1.5285*(J73^2)+1.501*J73-0.013)>0.7,0.7,IF((0.0308*(J73^5)-0.2562*(J73^4)+0.8634*(J73^3)-1.5285*(J73^2)+1.501*J73-0.013)<0,0,(0.0308*(J73^5)-0.2562*(J73^4)+0.8634*(J73^3)-1.5285*(J73^2)+1.501*J73-0.013))),IF((0.0152*(J73^5)-0.131*(J73^4)+0.4581*(J73^3)-0.8418*(J73^2)+0.8536*J73-0.0046)>0.65,0.65,IF((0.0152*(J73^5)-0.131*(J73^4)+0.4581*(J73^3)-0.8418*(J73^2)+0.8536*J73-0.0046)<0,0,(0.0152*(J73^5)-0.131*(J73^4)+0.4581*(J73^3)-0.8418*(J73^2)+0.8536*J73-0.0046))))","v":0.34950000000000003},{"$f":"IF(N73=\"RR\",IF((0.0304*(J73^5)-0.2619*(J73^4)+0.9161*(J73^3)-1.6837*(J73^2)+1.7072*J73-0.0091)>0.85,0.85,IF((0.0304*(J73^5)-0.2619*(J73^4)+0.9161*(J73^3)-1.6837*(J73^2)+1.7072*J73-0.0091)<0,0,(0.0304*(J73^5)-0.2619*(J73^4)+0.9161*(J73^3)-1.6837*(J73^2)+1.7072*J73-0.0091))),IF((0.0239*(J73^5)-0.2058*(J73^4)+0.7198*(J73^3)-1.3229*(J73^2)+1.3414*J73-0.0072)>0.65,0.65,IF((0.0239*(J73^5)-0.2058*(J73^4)+0.7198*(J73^3)-1.3229*(J73^2)+1.3414*J73-0.0072)<0,0,(0.0239*(J73^5)-0.2058*(J73^4)+0.7198*(J73^3)-1.3229*(J73^2)+1.3414*J73-0.0072))))","v":0.54920000000000002},{"$f":"IF(N73=\"RR\",IF((0.0326*(J73^5)-0.2806*(J73^4)+0.9816*(J73^3)-1.8039*(J73^2)+1.8292*J73-0.0098)>0.85,0.85,IF((0.0326*(J73^5)-0.2806*(J73^4)+0.9816*(J73^3)-1.8039*(J73^2)+1.8292*J73-0.0098)<0,0,(0.0326*(J73^5)-0.2806*(J73^4)+0.9816*(J73^3)-1.8039*(J73^2)+1.8292*J73-0.0098))),IF((0.0304*(J73^5)-0.2619*(J73^4)+0.9161*(J73^3)-1.6837*(J73^2)+1.7072*J73-0.0091)>0.8,0.8,IF((0.0304*(J73^5)-0.2619*(J73^4)+0.9161*(J73^3)-1.6837*(J73^2)+1.7072*J73-0.0091)<0,0,(0.0304*(J73^5)-0.2619*(J73^4)+0.9161*(J73^3)-1.6837*(J73^2)+1.7072*J73-0.0091))))","v":0.69900000000000007},"ST",null,null,{"$f":"(SUMIFS(Selected[TN lbs/ac],Selected[Landuse],IF($D$9=\"Yes\",\"County Phase I/II MS4 Pervious\",\"nonregulated pervious developed\"))*($E73*(1-IF(F73+G73>1,1,F73+G73)))+SUMIFS(Selected[TN lbs/ac],Selected[Landuse],IF($D$9=\"Yes\",\"County Phase I/II MS4 Impervious\",\"nonregulated impervious developed\"))*($F73*$E73))*$K73","v":0},{"$f":"(SUMIFS(Selected[TP lbs/ac],Selected[Landuse],IF($D$9=\"Yes\",\"County Phase I/II MS4 Pervious\",\"nonregulated pervious developed\"))*($E73*(1-IF(F73+G73>1,1,F73+G73)))+SUMIFS(Selected[TP lbs/ac],Selected[Landuse],IF($D$9=\"Yes\",\"County Phase I/II MS4 Impervious\",\"nonregulated impervious developed\"))*($F73*$E73))*$L73","v":0},{"$f":"(SUMIFS(Selected[TSS lbs/ac],Selected[Landuse],IF($D$9=\"Yes\",\"County Phase I/II MS4 Pervious\",\"nonregulated pervious developed\"))*($E73*(1-IF(F73+G73>1,1,F73+G73)))+SUMIFS(Selected[TSS lbs/ac],Selected[Landuse],IF($D$9=\"Yes\",\"County Phase I/II MS4 Impervious\",\"nonregulated impervious developed\"))*($F73*$E73))*$M73","v":0},null,null,{"$f":"SUMIFS(CurrentBMP[Average Annual Cost/Unit (used in scenario calculations)],CurrentBMP[Practice],C73)*I73","v":0},null,null,{"$f":"SUMIFS(Selected[Lbs Nitrogen-Delivered],Selected[Sector],\"=Agriculture\")/SUMIFS(Selected[PostBMPAcres],Selected[Sector],\"=Agriculture\")*E73*IF(F73+G73>1,1-G73,G73)","v":0},{"$f":"SUMIFS(Selected[Lbs Phosphorus-Delivered],Selected[Sector],\"=Agriculture\")/SUMIFS(Selected[PostBMPAcres],Selected[Sector],\"=Agriculture\")*E73*IF(F73+G73>1,1-G73,G73)","v":0},{"$f":"SUMIFS(Selected[Lbs Sediment-Delivered],Selected[Sector],\"=Agriculture\")/SUMIFS(Selected[PostBMPAcres],Selected[Sector],\"=Agriculture\")*E73*IF(F73+G73>1,1-G73,G73)","v":0},0]
[null,null,"Vegetated Open Channels","Acres",0,null,null,1,{"$f":"(E74*F74*43560*0.95*J74/12+E74*(1-IF((F74+G74)>1,1,F74+G74))*43560*0.22*J74/12+E74*IF(G74+F74>1,1-F74,G74)*43560*0.4*J74/12)/0.95/(J74/12)/43560","v":0},1,{"$f":"IF(N74=\"RR\",IF((0.0308*(J74^5)-0.2562*(J74^4)+0.8634*(J74^3)-1.5285*(J74^2)+1.501*J74-0.013)>0.7,0.7,IF((0.0308*(J74^5)-0.2562*(J74^4)+0.8634*(J74^3)-1.5285*(J74^2)+1.501*J74-0.013)<0,0,(0.0308*(J74^5)-0.2562*(J74^4)+0.8634*(J74^3)-1.5285*(J74^2)+1.501*J74-0.013))),IF((0.0152*(J74^5)-0.131*(J74^4)+0.4581*(J74^3)-0.8418*(J74^2)+0.8536*J74-0.0046)>0.65,0.65,IF((0.0152*(J74^5)-0.131*(J74^4)+0.4581*(J74^3)-0.8418*(J74^2)+0.8536*J74-0.0046)<0,0,(0.0152*(J74^5)-0.131*(J74^4)+0.4581*(J74^3)-0.8418*(J74^2)+0.8536*J74-0.0046))))","v":0.34950000000000003},{"$f":"IF(N74=\"RR\",IF((0.0304*(J74^5)-0.2619*(J74^4)+0.9161*(J74^3)-1.6837*(J74^2)+1.7072*J74-0.0091)>0.85,0.85,IF((0.0304*(J74^5)-0.2619*(J74^4)+0.9161*(J74^3)-1.6837*(J74^2)+1.7072*J74-0.0091)<0,0,(0.0304*(J74^5)-0.2619*(J74^4)+0.9161*(J74^3)-1.6837*(J74^2)+1.7072*J74-0.0091))),IF((0.0239*(J74^5)-0.2058*(J74^4)+0.7198*(J74^3)-1.3229*(J74^2)+1.3414*J74-0.0072)>0.65,0.65,IF((0.0239*(J74^5)-0.2058*(J74^4)+0.7198*(J74^3)-1.3229*(J74^2)+1.3414*J74-0.0072)<0,0,(0.0239*(J74^5)-0.2058*(J74^4)+0.7198*(J74^3)-1.3229*(J74^2)+1.3414*J74-0.0072))))","v":0.54920000000000002},{"$f":"IF(N74=\"RR\",IF((0.0326*(J74^5)-0.2806*(J74^4)+0.9816*(J74^3)-1.8039*(J74^2)+1.8292*J74-0.0098)>0.85,0.85,IF((0.0326*(J74^5)-0.2806*(J74^4)+0.9816*(J74^3)-1.8039*(J74^2)+1.8292*J74-0.0098)<0,0,(0.0326*(J74^5)-0.2806*(J74^4)+0.9816*(J74^3)-1.8039*(J74^2)+1.8292*J74-0.0098))),IF((0.0304*(J74^5)-0.2619*(J74^4)+0.9161*(J74^3)-1.6837*(J74^2)+1.7072*J74-0.0091)>0.8,0.8,IF((0.0304*(J74^5)-0.2619*(J74^4)+0.9161*(J74^3)-1.6837*(J74^2)+1.7072*J74-0.0091)<0,0,(0.0304*(J74^5)-0.2619*(J74^4)+0.9161*(J74^3)-1.6837*(J74^2)+1.7072*J74-0.0091))))","v":0.69900000000000007},"ST",null,null,{"$f":"(SUMIFS(Selected[TN lbs/ac],Selected[Landuse],IF($D$9=\"Yes\",\"County Phase I/II MS4 Pervious\",\"nonregulated pervious developed\"))*($E74*(1-IF(F74+G74>1,1,F74+G74)))+SUMIFS(Selected[TN lbs/ac],Selected[Landuse],IF($D$9=\"Yes\",\"County Phase I/II MS4 Impervious\",\"nonregulated impervious developed\"))*($F74*$E74))*$K74","v":0},{"$f":"(SUMIFS(Selected[TP lbs/ac],Selected[Landuse],IF($D$9=\"Yes\",\"County Phase I/II MS4 Pervious\",\"nonregulated pervious developed\"))*($E74*(1-IF(F74+G74>1,1,F74+G74)))+SUMIFS(Selected[TP lbs/ac],Selected[Landuse],IF($D$9=\"Yes\",\"County Phase I/II MS4 Impervious\",\"nonregulated impervious developed\"))*($F74*$E74))*$L74","v":0},{"$f":"(SUMIFS(Selected[TSS lbs/ac],Selected[Landuse],IF($D$9=\"Yes\",\"County Phase I/II MS4 Pervious\",\"nonregulated pervious developed\"))*($E74*(1-IF(F74+G74>1,1,F74+G74)))+SUMIFS(Selected[TSS lbs/ac],Selected[Landuse],IF($D$9=\"Yes\",\"County Phase I/II MS4 Impervious\",\"nonregulated impervious developed\"))*($F74*$E74))*$M74","v":0},null,null,{"$f":"SUMIFS(CurrentBMP[Average Annual Cost/Unit (used in scenario calculations)],CurrentBMP[Practice],C74)*I74","v":0},null,null,{"$f":"SUMIFS(Selected[Lbs Nitrogen-Delivered],Selected[Sector],\"=Agriculture\")/SUMIFS(Selected[PostBMPAcres],Selected[Sector],\"=Agriculture\")*E74*IF(F74+G74>1,1-G74,G74)","v":0},{"$f":"SUMIFS(Selected[Lbs Phosphorus-Delivered],Selected[Sector],\"=Agriculture\")/SUMIFS(Selected[PostBMPAcres],Selected[Sector],\"=Agriculture\")*E74*IF(F74+G74>1,1-G74,G74)","v":0},{"$f":"SUMIFS(Selected[Lbs Sediment-Delivered],Selected[Sector],\"=Agriculture\")/SUMIFS(Selected[PostBMPAcres],Selected[Sector],\"=Agriculture\")*E74*IF(F74+G74>1,1-G74,G74)","v":0},0]
[null,null,"Regenerative Stormwater Conveyance","Acres",0,null,null,1,{"$f":"(E75*F75*43560*0.95*J75/12+E75*(1-IF((F75+G75)>1,1,F75+G75))*43560*0.22*J75/12+E75*IF(G75+F75>1,1-F75,G75)*43560*0.4*J75/12)/0.95/(J75/12)/43560","v":0},1,{"$f":"IF(N75=\"RR\",IF((0.0308*(J75^5)-0.2562*(J75^4)+0.8634*(J75^3)-1.5285*(J75^2)+1.501*J75-0.013)>0.7,0.7,IF((0.0308*(J75^5)-0.2562*(J75^4)+0.8634*(J75^3)-1.5285*(J75^2)+1.501*J75-0.013)<0,0,(0.0308*(J75^5)-0.2562*(J75^4)+0.8634*(J75^3)-1.5285*(J75^2)+1.501*J75-0.013))),IF((0.0152*(J75^5)-0.131*(J75^4)+0.4581*(J75^3)-0.8418*(J75^2)+0.8536*J75-0.0046)>0.65,0.65,IF((0.0152*(J75^5)-0.131*(J75^4)+0.4581*(J75^3)-0.8418*(J75^2)+0.8536*J75-0.0046)<0,0,(0.0152*(J75^5)-0.131*(J75^4)+0.4581*(J75^3)-0.8418*(J75^2)+0.8536*J75-0.0046))))","v":0.59749999999999981},{"$f":"IF(N75=\"RR\",IF((0.0304*(J75^5)-0.2619*(J75^4)+0.9161*(J75^3)-1.6837*(J75^2)+1.7072*J75-0.0091)>0.85,0.85,IF((0.0304*(J75^5)-0.2619*(J75^4)+0.9161*(J75^3)-1.6837*(J75^2)+1.7072*J75-0.0091)<0,0,(0.0304*(J75^5)-0.2619*(J75^4)+0.9161*(J75^3)-1.6837*(J75^2)+1.7072*J75-0.0091))),IF((0.0239*(J75^5)-0.2058*(J75^4)+0.7198*(J75^3)-1.3229*(J75^2)+1.3414*J75-0.0072)>0.65,0.65,IF((0.0239*(J75^5)-0.2058*(J75^4)+0.7198*(J75^3)-1.3229*(J75^2)+1.3414*J75-0.0072)<0,0,(0.0239*(J75^5)-0.2058*(J75^4)+0.7198*(J75^3)-1.3229*(J75^2)+1.3414*J75-0.0072))))","v":0.69900000000000007},{"$f":"IF(N75=\"RR\",IF((0.0326*(J75^5)-0.2806*(J75^4)+0.9816*(J75^3)-1.8039*(J75^2)+1.8292*J75-0.0098)>0.85,0.85,IF((0.0326*(J75^5)-0.2806*(J75^4)+0.9816*(J75^3)-1.8039*(J75^2)+1.8292*J75-0.0098)<0,0,(0.0326*(J75^5)-0.2806*(J75^4)+0.9816*(J75^3)-1.8039*(J75^2)+1.8292*J75-0.0098))),IF((0.0304*(J75^5)-0.2619*(J75^4)+0.9161*(J75^3)-1.6837*(J75^2)+1.7072*J75-0.0091)>0.8,0.8,IF((0.0304*(J75^5)-0.2619*(J75^4)+0.9161*(J75^3)-1.6837*(J75^2)+1.7072*J75-0.0091)<0,0,(0.0304*(J75^5)-0.2619*(J75^4)+0.9161*(J75^3)-1.6837*(J75^2)+1.7072*J75-0.0091))))","v":0.74909999999999988},"RR",null,null,{"$f":"(SUMIFS(Selected[TN lbs/ac],Selected[Landuse],IF($D$9=\"Yes\",\"County Phase I/II MS4 Pervious\",\"nonregulated pervious developed\"))*($E75*(1-IF(F75+G75>1,1,F75+G75)))+SUMIFS(Selected[TN lbs/ac],Selected[Landuse],IF($D$9=\"Yes\",\"County Phase I/II MS4 Impervious\",\"nonregulated impervious developed\"))*($F75*$E75))*$K75","v":0},{"$f":"(SUMIFS(Selected[TP lbs/ac],Selected[Landuse],IF($D$9=\"Yes\",\"County Phase I/II MS4 Pervious\",\"nonregulated pervious developed\"))*($E75*(1-IF(F75+G75>1,1,F75+G75)))+SUMIFS(Selected[TP lbs/ac],Selected[Landuse],IF($D$9=\"Yes\",\"County Phase I/II MS4 Impervious\",\"nonregulated impervious developed\"))*($F75*$E75))*$L75","v":0},{"$f":"(SUMIFS(Selected[TSS lbs/ac],Selected[Landuse],IF($D$9=\"Yes\",\"County Phase I/II MS4 Pervious\",\"nonregulated pervious developed\"))*($E75*(1-IF(F75+G75>1,1,F75+G75)))+SUMIFS(Selected[TSS lbs/ac],Selected[Landuse],IF($D$9=\"Yes\",\"County Phase I/II MS4 Impervious\",\"nonregulated impervious developed\"))*($F75*$E75))*$M75","v":0},null,null,{"$f":"SUMIFS(CurrentBMP[Average Annual Cost/Unit (used in scenario calculations)],CurrentBMP[Practice],C75)*I75","v":0},null,null,{"$f":"SUMIFS(Selected[Lbs Nitrogen-Delivered],Selected[Sector],\"=Agriculture\")/SUMIFS(Selected[PostBMPAcres],Selected[Sector],\"=Agriculture\")*E75*IF(F75+G75>1,1-G75,G75)","v":0},{"$f":"SUMIFS(Selected[Lbs Phosphorus-Delivered],Selected[Sector],\"=Agriculture\")/SUMIFS(Selected[PostBMPAcres],Selected[Sector],\"=Agriculture\")*E75*IF(F75+G75>1,1-G75,G75)","v":0},{"$f":"SUMIFS(Selected[Lbs Sediment-Delivered],Selected[Sector],\"=Agriculture\")/SUMIFS(Selected[PostBMPAcres],Selected[Sector],\"=Agriculture\")*E75*IF(F75+G75>1,1-G75,G75)","v":0},0]
[]
[null,"Ponds/Wetlands"]
[null,null,"Wet Ponds","Acres",0,null,null,{"$f":"IF(F78-G78>1,0,1-(F78-G78))","v":1},{"$f":"(E78*F78*43560*0.95*J78/12+E78*(1-IF((F78+G78)>1,1,F78+G78))*43560*0.22*J78/12+E78*IF(G78+F78>1,1-F78,G78)*43560*0.4*J78/12)/0.95/(J78/12)/43560","v":0},1,{"$f":"IF(N78=\"RR\",IF((0.0308*(J78^5)-0.2562*(J78^4)+0.8634*(J78^3)-1.5285*(J78^2)+1.501*J78-0.013)>0.7,0.7,IF((0.0308*(J78^5)-0.2562*(J78^4)+0.8634*(J78^3)-1.5285*(J78^2)+1.501*J78-0.013)<0,0,(0.0308*(J78^5)-0.2562*(J78^4)+0.8634*(J78^3)-1.5285*(J78^2)+1.501*J78-0.013))),IF((0.0152*(J78^5)-0.131*(J78^4)+0.4581*(J78^3)-0.8418*(J78^2)+0.8536*J78-0.0046)>0.65,0.65,IF((0.0152*(J78^5)-0.131*(J78^4)+0.4581*(J78^3)-0.8418*(J78^2)+0.8536*J78-0.0046)<0,0,(0.0152*(J78^5)-0.131*(J78^4)+0.4581*(J78^3)-0.8418*(J78^2)+0.8536*J78-0.0046))))","v":0.34950000000000003},{"$f":"IF(N78=\"RR\",IF((0.0304*(J78^5)-0.2619*(J78^4)+0.9161*(J78^3)-1.6837*(J78^2)+1.7072*J78-0.0091)>0.85,0.85,IF((0.0304*(J78^5)-0.2619*(J78^4)+0.9161*(J78^3)-1.6837*(J78^2)+1.7072*J78-0.0091)<0,0,(0.0304*(J78^5)-0.2619*(J78^4)+0.9161*(J78^3)-1.6837*(J78^2)+1.7072*J78-0.0091))),IF((0.0239*(J78^5)-0.2058*(J78^4)+0.7198*(J78^3)-1.3229*(J78^2)+1.3414*J78-0.0072)>0.65,0.65,IF((0.0239*(J78^5)-0.2058*(J78^4)+0.7198*(J78^3)-1.3229*(J78^2)+1.3414*J78-0.0072)<0,0,(0.0239*(J78^5)-0.2058*(J78^4)+0.7198*(J78^3)-1.3229*(J78^2)+1.3414*J78-0.0072))))","v":0.54920000000000002},{"$f":"IF(N78=\"RR\",IF((0.0326*(J78^5)-0.2806*(J78^4)+0.9816*(J78^3)-1.8039*(J78^2)+1.8292*J78-0.0098)>0.85,0.85,IF((0.0326*(J78^5)-0.2806*(J78^4)+0.9816*(J78^3)-1.8039*(J78^2)+1.8292*J78-0.0098)<0,0,(0.0326*(J78^5)-0.2806*(J78^4)+0.9816*(J78^3)-1.8039*(J78^2)+1.8292*J78-0.0098))),IF((0.0304*(J78^5)-0.2619*(J78^4)+0.9161*(J78^3)-1.6837*(J78^2)+1.7072*J78-0.0091)>0.8,0.8,IF((0.0304*(J78^5)-0.2619*(J78^4)+0.9161*(J78^3)-1.6837*(J78^2)+1.7072*J78-0.0091)<0,0,(0.0304*(J78^5)-0.2619*(J78^4)+0.9161*(J78^3)-1.6837*(J78^2)+1.7072*J78-0.0091))))","v":0.69900000000000007},"ST",null,null,{"$f":"(SUMIFS(Selected[TN lbs/ac],Selected[Landuse],IF($D$9=\"Yes\",\"County Phase I/II MS4 Pervious\",\"nonregulated pervious developed\"))*($E78*(1-IF(F78+G78>1,1,F78+G78)))+SUMIFS(Selected[TN lbs/ac],Selected[Landuse],IF($D$9=\"Yes\",\"County Phase I/II MS4 Impervious\",\"nonregulated impervious developed\"))*($F78*$E78))*$K78","v":0},{"$f":"(SUMIFS(Selected[TP lbs/ac],Selected[Landuse],IF($D$9=\"Yes\",\"County Phase I/II MS4 Pervious\",\"nonregulated pervious developed\"))*($E78*(1-IF(F78+G78>1,1,F78+G78)))+SUMIFS(Selected[TP lbs/ac],Selected[Landuse],IF($D$9=\"Yes\",\"County Phase I/II MS4 Impervious\",\"nonregulated impervious developed\"))*($F78*$E78))*$L78","v":0},{"$f":"(SUMIFS(Selected[TSS lbs/ac],Selected[Landuse],IF($D$9=\"Yes\",\"County Phase I/II MS4 Pervious\",\"nonregulated pervious developed\"))*($E78*(1-IF(F78+G78>1,1,F78+G78)))+SUMIFS(Selected[TSS lbs/ac],Selected[Landuse],IF($D$9=\"Yes\",\"County Phase I/II MS4 Impervious\",\"nonregulated impervious developed\"))*($F78*$E78))*$M78","v":0},null,null,{"$f":"SUMIFS(CurrentBMP[Average Annual Cost/Unit (used in scenario calculations)],CurrentBMP[Practice],C78)*I78","v":0},null,null,{"$f":"SUMIFS(Selected[Lbs Nitrogen-Delivered],Selected[Sector],\"=Agriculture\")/SUMIFS(Selected[PostBMPAcres],Selected[Sector],\"=Agriculture\")*E78*IF(F78+G78>1,1-G78,G78)","v":0},{"$f":"SUMIFS(Selected[Lbs Phosphorus-Delivered],Selected[Sector],\"=Agriculture\")/SUMIFS(Selected[PostBMPAcres],Selected[Sector],\"=Agriculture\")*E78*IF(F78+G78>1,1-G78,G78)","v":0},{"$f":"SUMIFS(Selected[Lbs Sediment-Delivered],Selected[Sector],\"=Agriculture\")/SUMIFS(Selected[PostBMPAcres],Selected[Sector],\"=Agriculture\")*E78*IF(F78+G78>1,1-G78,G78)","v":0},{"$f":"IF(F78+G78>1,1-F78,G78)*E78","v":0}]
[null,null,"Constructed Wetlands","Acres",0,null,null,1,{"$f":"(E79*F79*43560*0.95*J79/12+E79*(1-IF((F79+G79)>1,1,F79+G79))*43560*0.22*J79/12+E79*IF(G79+F79>1,1-F79,G79)*43560*0.4*J79/12)/0.95/(J79/12)/43560","v":0},1,{"$f":"IF(N79=\"RR\",IF((0.0308*(J79^5)-0.2562*(J79^4)+0.8634*(J79^3)-1.5285*(J79^2)+1.501*J79-0.013)>0.7,0.7,IF((0.0308*(J79^5)-0.2562*(J79^4)+0.8634*(J79^3)-1.5285*(J79^2)+1.501*J79-0.013)<0,0,(0.0308*(J79^5)-0.2562*(J79^4)+0.8634*(J79^3)-1.5285*(J79^2)+1.501*J79-0.013))),IF((0.0152*(J79^5)-0.131*(J79^4)+0.4581*(J79^3)-0.8418*(J79^2)+0.8536*J79-0.0046)>0.65,0.65,IF((0.0152*(J79^5)-0.131*(J79^4)+0.4581*(J79^3)-0.8418*(J79^2)+0.8536*J79-0.0046)<0,0,(0.0152*(J79^5)-0.131*(J79^4)+0.4581*(J79^3)-0.8418*(J79^2)+0.8536*J79-0.0046))))","v":0.34950000000000003},{"$f":"IF(N79=\"RR\",IF((0.0304*(J79^5)-0.2619*(J79^4)+0.9161*(J79^3)-1.6837*(J79^2)+1.7072*J79-0.0091)>0.85,0.85,IF((0.0304*(J79^5)-0.2619*(J79^4)+0.9161*(J79^3)-1.6837*(J79^2)+1.7072*J79-0.0091)<0,0,(0.0304*(J79^5)-0.2619*(J79^4)+0.9161*(J79^3)-1.6837*(J79^2)+1.7072*J79-0.0091))),IF((0.0239*(J79^5)-0.2058*(J79^4)+0.7198*(J79^3)-1.3229*(J79^2)+1.3414*J79-0.0072)>0.65,0.65,IF((0.0239*(J79^5)-0.2058*(J79^4)+0.7198*(J79^3)-1.3229*(J79^2)+1.3414*J79-0.0072)<0,0,(0.0239*(J79^5)-0.2058*(J79^4)+0.7198*(J79^3)-1.3229*(J79^2)+1.3414*J79-0.0072))))","v":0.54920000000000002},{"$f":"IF(N79=\"RR\",IF((0.0326*(J79^5)-0.2806*(J79^4)+0.9816*(J79^3)-1.8039*(J79^2)+1.8292*J79-0.0098)>0.85,0.85,IF((0.0326*(J79^5)-0.2806*(J79^4)+0.9816*(J79^3)-1.8039*(J79^2)+1.8292*J79-0.0098)<0,0,(0.0326*(J79^5)-0.2806*(J79^4)+0.9816*(J79^3)-1.8039*(J79^2)+1.8292*J79-0.0098))),IF((0.0304*(J79^5)-0.2619*(J79^4)+0.9161*(J79^3)-1.6837*(J79^2)+1.7072*J79-0.0091)>0.8,0.8,IF((0.0304*(J79^5)-0.2619*(J79^4)+0.9161*(J79^3)-1.6837*(J79^2)+1.7072*J79-0.0091)<0,0,(0.0304*(J79^5)-0.2619*(J79^4)+0.9161*(J79^3)-1.6837*(J79^2)+1.7072*J79-0.0091))))","v":0.69900000000000007},"ST",null,null,{"$f":"(SUMIFS(Selected[TN lbs/ac],Selected[Landuse],IF($D$9=\"Yes\",\"County Phase I/II MS4 Pervious\",\"nonregulated pervious developed\"))*($E79*(1-IF(F79+G79>1,1,F79+G79)))+SUMIFS(Selected[TN lbs/ac],Selected[Landuse],IF($D$9=\"Yes\",\"County Phase I/II MS4 Impervious\",\"nonregulated impervious developed\"))*($F79*$E79))*$K79","v":0},{"$f":"(SUMIFS(Selected[TP lbs/ac],Selected[Landuse],IF($D$9=\"Yes\",\"County Phase I/II MS4 Pervious\",\"nonregulated pervious developed\"))*($E79*(1-IF(F79+G79>1,1,F79+G79)))+SUMIFS(Selected[TP lbs/ac],Selected[Landuse],IF($D$9=\"Yes\",\"County Phase I/II MS4 Impervious\",\"nonregulated impervious developed\"))*($F79*$E79))*$L79","v":0},{"$f":"(SUMIFS(Selected[TSS lbs/ac],Selected[Landuse],IF($D$9=\"Yes\",\"County Phase I/II MS4 Pervious\",\"nonregulated pervious developed\"))*($E79*(1-IF(F79+G79>1,1,F79+G79)))+SUMIFS(Selected[TSS lbs/ac],Selected[Landuse],IF($D$9=\"Yes\",\"County Phase I/II MS4 Impervious\",\"nonregulated impervious developed\"))*($F79*$E79))*$M79","v":0},null,null,{"$f":"SUMIFS(CurrentBMP[Average Annual Cost/Unit (used in scenario calculations)],CurrentBMP[Practice],C79)*I79","v":0},null,null,{"$f":"SUMIFS(Selected[Lbs Nitrogen-Delivered],Selected[Sector],\"=Agriculture\")/SUMIFS(Selected[PostBMPAcres],Selected[Sector],\"=Agriculture\")*E79*IF(F79+G79>1,1-G79,G79)","v":0},{"$f":"SUMIFS(Selected[Lbs Phosphorus-Delivered],Selected[Sector],\"=Agriculture\")/SUMIFS(Selected[PostBMPAcres],Selected[Sector],\"=Agriculture\")*E79*IF(F79+G79>1,1-G79,G79)","v":0},{"$f":"SUMIFS(Selected[Lbs Sediment-Delivered],Selected[Sector],\"=Agriculture\")/SUMIFS(Selected[PostBMPAcres],Selected[Sector],\"=Agriculture\")*E79*IF(F79+G79>1,1-G79,G79)","v":0},0]
[null,null,"Extended Detention Ponds","Acres",0,null,null,1,{"$f":"(E80*F80*43560*0.95*J80/12+E80*(1-IF((F80+G80)>1,1,F80+G80))*43560*0.22*J80/12+E80*IF(G80+F80>1,1-F80,G80)*43560*0.4*J80/12)/0.95/(J80/12)/43560","v":0},1,0.2,0.2,0.6,"NA",null,null,{"$f":"(SUMIFS(Selected[TN lbs/ac],Selected[Landuse],IF($D$9=\"Yes\",\"County Phase I/II MS4 Pervious\",\"nonregulated pervious developed\"))*($E80*(1-IF(F80+G80>1,1,F80+G80)))+SUMIFS(Selected[TN lbs/ac],Selected[Landuse],IF($D$9=\"Yes\",\"County Phase I/II MS4 Impervious\",\"nonregulated impervious developed\"))*($F80*$E80))*$K80","v":0},{"$f":"(SUMIFS(Selected[TP lbs/ac],Selected[Landuse],IF($D$9=\"Yes\",\"County Phase I/II MS4 Pervious\",\"nonregulated pervious developed\"))*($E80*(1-IF(F80+G80>1,1,F80+G80)))+SUMIFS(Selected[TP lbs/ac],Selected[Landuse],IF($D$9=\"Yes\",\"County Phase I/II MS4 Impervious\",\"nonregulated impervious developed\"))*($F80*$E80))*$L80","v":0},{"$f":"(SUMIFS(Selected[TSS lbs/ac],Selected[Landuse],IF($D$9=\"Yes\",\"County Phase I/II MS4 Pervious\",\"nonregulated pervious developed\"))*($E80*(1-IF(F80+G80>1,1,F80+G80)))+SUMIFS(Selected[TSS lbs/ac],Selected[Landuse],IF($D$9=\"Yes\",\"County Phase I/II MS4 Impervious\",\"nonregulated impervious developed\"))*($F80*$E80))*$M80","v":0},null,null,{"$f":"SUMIFS(CurrentBMP[Average Annual Cost/Unit (used in scenario calculations)],CurrentBMP[Practice],C80)*I80","v":0},null,null,{"$f":"SUMIFS(Selected[Lbs Nitrogen-Delivered],Selected[Sector],\"=Agriculture\")/SUMIFS(Selected[PostBMPAcres],Selected[Sector],\"=Agriculture\")*E80*IF(F80+G80>1,1-G80,G80)","v":0},{"$f":"SUMIFS(Selected[Lbs Phosphorus-Delivered],Selected[Sector],\"=Agriculture\")/SUMIFS(Selected[PostBMPAcres],Selected[Sector],\"=Agriculture\")*E80*IF(F80+G80>1,1-G80,G80)","v":0},{"$f":"SUMIFS(Selected[Lbs Sediment-Delivered],Selected[Sector],\"=Agriculture\")/SUMIFS(Selected[PostBMPAcres],Selected[Sector],\"=Agriculture\")*E80*IF(F80+G80>1,1-G80,G80)","v":0},0]
[]
[null,"Conversion/Enhancement"]
[null,null,"Ditch Enhancement","Acres",0,null,null,{"$f":"IF(F83-G83>1,0,1-(F83-G83))","v":1},{"$f":"(E83*F83*43560*0.95*J83/12+E83*(1-IF((F83+G83)>1,1,F83+G83))*43560*0.22*J83/12+E83*IF(G83+F83>1,1-F83,G83)*43560*0.4*J83/12)/0.95/(J83/12)/43560","v":0},1,{"$f":"IF(N83=\"RR\",IF((0.0308*(J83^5)-0.2562*(J83^4)+0.8634*(J83^3)-1.5285*(J83^2)+1.501*J83-0.013)>0.7,0.7,IF((0.0308*(J83^5)-0.2562*(J83^4)+0.8634*(J83^3)-1.5285*(J83^2)+1.501*J83-0.013)<0,0,(0.0308*(J83^5)-0.2562*(J83^4)+0.8634*(J83^3)-1.5285*(J83^2)+1.501*J83-0.013))),IF((0.0152*(J83^5)-0.131*(J83^4)+0.4581*(J83^3)-0.8418*(J83^2)+0.8536*J83-0.0046)>0.65,0.65,IF((0.0152*(J83^5)-0.131*(J83^4)+0.4581*(J83^3)-0.8418*(J83^2)+0.8536*J83-0.0046)<0,0,(0.0152*(J83^5)-0.131*(J83^4)+0.4581*(J83^3)-0.8418*(J83^2)+0.8536*J83-0.0046))))","v":0.59749999999999981},{"$f":"IF(N83=\"RR\",IF((0.0304*(J83^5)-0.2619*(J83^4)+0.9161*(J83^3)-1.6837*(J83^2)+1.7072*J83-0.0091)>0.85,0.85,IF((0.0304*(J83^5)-0.2619*(J83^4)+0.9161*(J83^3)-1.6837*(J83^2)+1.7072*J83-0.0091)<0,0,(0.0304*(J83^5)-0.2619*(J83^4)+0.9161*(J83^3)-1.6837*(J83^2)+1.7072*J83-0.0091))),IF((0.0239*(J83^5)-0.2058*(J83^4)+0.7198*(J83^3)-1.3229*(J83^2)+1.3414*J83-0.0072)>0.65,0.65,IF((0.0239*(J83^5)-0.2058*(J83^4)+0.7198*(J83^3)-1.3229*(J83^2)+1.3414*J83-0.0072)<0,0,(0.0239*(J83^5)-0.2058*(J83^4)+0.7198*(J83^3)-1.3229*(J83^2)+1.3414*J83-0.0072))))","v":0.69900000000000007},{"$f":"IF(N83=\"RR\",IF((0.0326*(J83^5)-0.2806*(J83^4)+0.9816*(J83^3)-1.8039*(J83^2)+1.8292*J83-0.0098)>0.85,0.85,IF((0.0326*(J83^5)-0.2806*(J83^4)+0.9816*(J83^3)-1.8039*(J83^2)+1.8292*J83-0.0098)<0,0,(0.0326*(J83^5)-0.2806*(J83^4)+0.9816*(J83^3)-1.8039*(J83^2)+1.8292*J83-0.0098))),IF((0.0304*(J83^5)-0.2619*(J83^4)+0.9161*(J83^3)-1.6837*(J83^2)+1.7072*J83-0.0091)>0.8,0.8,IF((0.0304*(J83^5)-0.2619*(J83^4)+0.9161*(J83^3)-1.6837*(J83^2)+1.7072*J83-0.0091)<0,0,(0.0304*(J83^5)-0.2619*(J83^4)+0.9161*(J83^3)-1.6837*(J83^2)+1.7072*J83-0.0091))))","v":0.74909999999999988},"RR",null,null,{"$f":"(SUMIFS(Selected[TN lbs/ac],Selected[Landuse],IF($D$9=\"Yes\",\"County Phase I/II MS4 Pervious\",\"nonregulated pervious developed\"))*($E83*(1-IF(F83+G83>1,1,F83+G83)))+SUMIFS(Selected[TN lbs/ac],Selected[Landuse],IF($D$9=\"Yes\",\"County Phase I/II MS4 Impervious\",\"nonregulated impervious developed\"))*($F83*$E83))*$K83","v":0},{"$f":"(SUMIFS(Selected[TP lbs/ac],Selected[Landuse],IF($D$9=\"Yes\",\"County Phase I/II MS4 Pervious\",\"nonregulated pervious developed\"))*($E83*(1-IF(F83+G83>1,1,F83+G83)))+SUMIFS(Selected[TP lbs/ac],Selected[Landuse],IF($D$9=\"Yes\",\"County Phase I/II MS4 Impervious\",\"nonregulated impervious developed\"))*($F83*$E83))*$L83","v":0},{"$f":"(SUMIFS(Selected[TSS lbs/ac],Selected[Landuse],IF($D$9=\"Yes\",\"County Phase I/II MS4 Pervious\",\"nonregulated pervious developed\"))*($E83*(1-IF(F83+G83>1,1,F83+G83)))+SUMIFS(Selected[TSS lbs/ac],Selected[Landuse],IF($D$9=\"Yes\",\"County Phase I/II MS4 Impervious\",\"nonregulated impervious developed\"))*($F83*$E83))*$M83","v":0},null,null,{"$f":"SUMIFS(CurrentBMP[Average Annual Cost/Unit (used in scenario calculations)],CurrentBMP[Practice],C83)*I83","v":0},null,null,{"$f":"SUMIFS(Selected[Lbs Nitrogen-Delivered],Selected[Sector],\"=Agriculture\")/SUMIFS(Selected[PostBMPAcres],Selected[Sector],\"=Agriculture\")*E83*IF(F83+G83>1,1-G83,G83)","v":0},{"$f":"SUMIFS(Selected[Lbs Phosphorus-Delivered],Selected[Sector],\"=Agriculture\")/SUMIFS(Selected[PostBMPAcres],Selected[Sector],\"=Agriculture\")*E83*IF(F83+G83>1,1-G83,G83)","v":0},{"$f":"SUMIFS(Selected[Lbs Sediment-Delivered],Selected[Sector],\"=Agriculture\")/SUMIFS(Selected[PostBMPAcres],Selected[Sector],\"=Agriculture\")*E83*IF(F83+G83>1,1-G83,G83)","v":0},{"$f":"IF(F83+G83>1,1-F83,G83)*E83","v":0}]
[null,null,"Conversion of Dry Pond to Wet Pond","Acres",0,null,null,1,{"$f":"(E84*F84*43560*0.95*J84/12+E84*(1-IF((F84+G84)>1,1,F84+G84))*43560*0.22*J84/12+E84*IF(G84+F84>1,1-F84,G84)*43560*0.4*J84/12)/0.95/(J84/12)/43560","v":0},1,{"$f":"IF(N84=\"RR\",IF((0.0308*(J84^5)-0.2562*(J84^4)+0.8634*(J84^3)-1.5285*(J84^2)+1.501*J84-0.013)>0.7,0.7,IF((0.0308*(J84^5)-0.2562*(J84^4)+0.8634*(J84^3)-1.5285*(J84^2)+1.501*J84-0.013)<0,0,(0.0308*(J84^5)-0.2562*(J84^4)+0.8634*(J84^3)-1.5285*(J84^2)+1.501*J84-0.013))),IF((0.0152*(J84^5)-0.131*(J84^4)+0.4581*(J84^3)-0.8418*(J84^2)+0.8536*J84-0.0046)>0.65,0.65,IF((0.0152*(J84^5)-0.131*(J84^4)+0.4581*(J84^3)-0.8418*(J84^2)+0.8536*J84-0.0046)<0,0,(0.0152*(J84^5)-0.131*(J84^4)+0.4581*(J84^3)-0.8418*(J84^2)+0.8536*J84-0.0046))))","v":0.34950000000000003},{"$f":"IF(N84=\"RR\",IF((0.0304*(J84^5)-0.2619*(J84^4)+0.9161*(J84^3)-1.6837*(J84^2)+1.7072*J84-0.0091)>0.85,0.85,IF((0.0304*(J84^5)-0.2619*(J84^4)+0.9161*(J84^3)-1.6837*(J84^2)+1.7072*J84-0.0091)<0,0,(0.0304*(J84^5)-0.2619*(J84^4)+0.9161*(J84^3)-1.6837*(J84^2)+1.7072*J84-0.0091))),IF((0.0239*(J84^5)-0.2058*(J84^4)+0.7198*(J84^3)-1.3229*(J84^2)+1.3414*J84-0.0072)>0.65,0.65,IF((0.0239*(J84^5)-0.2058*(J84^4)+0.7198*(J84^3)-1.3229*(J84^2)+1.3414*J84-0.0072)<0,0,(0.0239*(J84^5)-0.2058*(J84^4)+0.7198*(J84^3)-1.3229*(J84^2)+1.3414*J84-0.0072))))","v":0.54920000000000002},{"$f":"IF(N84=\"RR\",IF((0.0326*(J84^5)-0.2806*(J84^4)+0.9816*(J84^3)-1.8039*(J84^2)+1.8292*J84-0.0098)>0.85,0.85,IF((0.0326*(J84^5)-0.2806*(J84^4)+0.9816*(J84^3)-1.8039*(J84^2)+1.8292*J84-0.0098)<0,0,(0.0326*(J84^5)-0.2806*(J84^4)+0.9816*(J84^3)-1.8039*(J84^2)+1.8292*J84-0.0098))),IF((0.0304*(J84^5)-0.2619*(J84^4)+0.9161*(J84^3)-1.6837*(J84^2)+1.7072*J84-0.0091)>0.8,0.8,IF((0.0304*(J84^5)-0.2619*(J84^4)+0.9161*(J84^3)-1.6837*(J84^2)+1.7072*J84-0.0091)<0,0,(0.0304*(J84^5)-0.2619*(J84^4)+0.9161*(J84^3)-1.6837*(J84^2)+1.7072*J84-0.0091))))","v":0.69900000000000007},"ST",null,null,{"$f":"(SUMIFS(Selected[TN lbs/ac],Selected[Landuse],IF($D$9=\"Yes\",\"County Phase I/II MS4 Pervious\",\"nonregulated pervious developed\"))*($E84*(1-IF(F84+G84>1,1,F84+G84)))+SUMIFS(Selected[TN lbs/ac],Selected[Landuse],IF($D$9=\"Yes\",\"County Phase I/II MS4 Impervious\",\"nonregulated impervious developed\"))*($F84*$E84))*$K84","v":0},{"$f":"(SUMIFS(Selected[TP lbs/ac],Selected[Landuse],IF($D$9=\"Yes\",\"County Phase I/II MS4 Pervious\",\"nonregulated pervious developed\"))*($E84*(1-IF(F84+G84>1,1,F84+G84)))+SUMIFS(Selected[TP lbs/ac],Selected[Landuse],IF($D$9=\"Yes\",\"County Phase I/II MS4 Impervious\",\"nonregulated impervious developed\"))*($F84*$E84))*$L84","v":0},{"$f":"(SUMIFS(Selected[TSS lbs/ac],Selected[Landuse],IF($D$9=\"Yes\",\"County Phase I/II MS4 Pervious\",\"nonregulated pervious developed\"))*($E84*(1-IF(F84+G84>1,1,F84+G84)))+SUMIFS(Selected[TSS lbs/ac],Selected[Landuse],IF($D$9=\"Yes\",\"County Phase I/II MS4 Impervious\",\"nonregulated impervious developed\"))*($F84*$E84))*$M84","v":0},null,null,{"$f":"SUMIFS(CurrentBMP[Average Annual Cost/Unit (used in scenario calculations)],CurrentBMP[Practice],C84)*I84","v":0},null,null,{"$f":"SUMIFS(Selected[Lbs Nitrogen-Delivered],Selected[Sector],\"=Agriculture\")/SUMIFS(Selected[PostBMPAcres],Selected[Sector],\"=Agriculture\")*E84*IF(F84+G84>1,1-G84,G84)","v":0},{"$f":"SUMIFS(Selected[Lbs Phosphorus-Delivered],Selected[Sector],\"=Agriculture\")/SUMIFS(Selected[PostBMPAcres],Selected[Sector],\"=Agriculture\")*E84*IF(F84+G84>1,1-G84,G84)","v":0},{"$f":"SUMIFS(Selected[Lbs Sediment-Delivered],Selected[Sector],\"=Agriculture\")/SUMIFS(Selected[PostBMPAcres],Selected[Sector],\"=Agriculture\")*E84*IF(F84+G84>1,1-G84,G84)","v":0},0]
[]
[null,"Land Use Change BMPs",null,"Units","Maximum Practical Units Treated",null,null,null,null,"Water Treated (per impervious acre)"]
[null,null,null,null,null,null,null,null,null,"inches","Initial Land Use","New Land Use"]
[null,"Forest Buffer",null,"Acres",0,null,null,null,{"$f":"E88","v":0},"NA","nonregulated pervious developed","forest",null,null,null,null,{"$f":"(IF(SUMIFS(Selected[TN lbs/ac],Selected[Landuse],$K88)-SUMIFS(Selected[TN lbs/ac],Selected[Landuse],$L88)<0,SUMIFS(Selected[TN lbs/ac],Selected[Landuse],$K88),SUMIFS(Selected[TN lbs/ac],Selected[Landuse],$L88))+SUMIFS(Selected[TN lbs/ac],Selected[Landuse],$K88)*0.25)*E88","v":0},{"$f":"(IF(SUMIFS(Selected[TP lbs/ac],Selected[Landuse],$K88)-SUMIFS(Selected[TP lbs/ac],Selected[Landuse],$L88)<0,SUMIFS(Selected[TP lbs/ac],Selected[Landuse],$K88),SUMIFS(Selected[TP lbs/ac],Selected[Landuse],$L88))+SUMIFS(Selected[TP lbs/ac],Selected[Landuse],$K88)*0.5)*E88","v":0},{"$f":"(IF(SUMIFS(Selected[TSS lbs/ac],Selected[Landuse],$K88)-SUMIFS(Selected[TSS lbs/ac],Selected[Landuse],$L88)<0,SUMIFS(Selected[TSS lbs/ac],Selected[Landuse],$K88),SUMIFS(Selected[TSS lbs/ac],Selected[Landuse],$L88))+SUMIFS(Selected[TSS lbs/ac],Selected[Landuse],$K88)*0.5)*E88","v":0},null,null,{"$f":"SUMIFS(CurrentBMP[Average Annual Cost/Unit (used in scenario calculations)],CurrentBMP[Practice],B88)*E88","v":0}]
[null,"Urban Tree Planting ",null,"Acres",0,null,null,null,{"$f":"E89","v":0},"NA","nonregulated impervious developed","forest",null,null,null,null,{"$f":"(SUMIFS(Selected[TN lbs/ac],Selected[Landuse],$K89)-SUMIFS(Selected[TN lbs/ac],Selected[Landuse],$L89))*E89","v":0},{"$f":"(SUMIFS(Selected[TP lbs/ac],Selected[Landuse],$K89)-SUMIFS(Selected[TP lbs/ac],Selected[Landuse],$L89))*E89","v":0},{"$f":"(SUMIFS(Selected[TSS lbs/ac],Selected[Landuse],$K89)-SUMIFS(Selected[TSS lbs/ac],Selected[Landuse],$L89))*E89","v":0},null,null,{"$f":"SUMIFS(CurrentBMP[Average Annual Cost/Unit (used in scenario calculations)],CurrentBMP[Practice],B89)*E89","v":0}]
[null,"Impervious Cover Removal",null,"Acres",0,null,null,null,0,"NA","nonregulated impervious developed","nonregulated pervious developed",null,null,null,null,{"$f":"(SUMIFS(Selected[TN lbs/ac],Selected[Landuse],$K90)-SUMIFS(Selected[TN lbs/ac],Selected[Landuse],$L90))*E90","v":0},{"$f":"(SUMIFS(Selected[TP lbs/ac],Selected[Landuse],$K90)-SUMIFS(Selected[TP lbs/ac],Selected[Landuse],$L90))*E90","v":0},{"$f":"(SUMIFS(Selected[TSS lbs/ac],Selected[Landuse],$K90)-SUMIFS(Selected[TSS lbs/ac],Selected[Landuse],$L90))*E90","v":0},null,null,{"$f":"SUMIFS(CurrentBMP[Average Annual Cost/Unit (used in scenario calculations)],CurrentBMP[Practice],B90)*E90","v":0}]
[null,"Urban Cover Crop",null,"Acres",0,null,null,null,0,"NA","nonregulated pervious developed","hay without nutrients",null,null,null,null,{"$f":"(SUMIFS(Selected[TN lbs/ac],Selected[Landuse],$K91)-SUMIFS(Selected[TN lbs/ac],Selected[Landuse],$L91))*E91","v":0},{"$f":"(SUMIFS(Selected[TP lbs/ac],Selected[Landuse],$K91)-SUMIFS(Selected[TP lbs/ac],Selected[Landuse],$L91))*E91","v":0},{"$f":"(SUMIFS(Selected[TSS lbs/ac],Selected[Landuse],$K91)-SUMIFS(Selected[TSS lbs/ac],Selected[Landuse],$L91))*E91","v":0},null,null,{"$f":"SUMIFS(CurrentBMP[Average Annual Cost/Unit (used in scenario calculations)],CurrentBMP[Practice],B91)*E91","v":0}]
[null,null,null,null,null,null,null,null,null,"Assumed Storm for analysis (Recommend 1-yr 24-hr)","TN Reduction","TP Reduction","TSS Reduction","CN reductions",null,"Runoff Reduced"]
[null,null,null,null,null,null,null,null,null,"inches","%","%","%","Assumed CN before Planting","Assumed CN After Planting","inches"]
[null,"Soil Augmentation ",null,"Acres",0,null,null,null,{"$f":"(E94*43560*0.95*J94/12+E94*43560*0.22*J94/12)/0.95/(J94/12)/43560","v":0},2.6,{"$f":"IF(D94=\"RR\",IF((0.0308*(P94^5)-0.2562*(P94^4)+0.8634*(P94^3)-1.5285*(P94^2)+1.501*P94-0.013)>0.7,0.7,IF((0.0308*(P94^5)-0.2562*(P94^4)+0.8634*(P94^3)-1.5285*(P94^2)+1.501*P94-0.013)<0,0,(0.0308*(P94^5)-0.2562*(P94^4)+0.8634*(P94^3)-1.5285*(P94^2)+1.501*P94-0.013))),IF((0.0152*(P94^5)-0.131*(P94^4)+0.4581*(P94^3)-0.8418*(P94^2)+0.8536*P94-0.0046)>0.65,0.65,IF((0.0152*(P94^5)-0.131*(P94^4)+0.4581*(P94^3)-0.8418*(P94^2)+0.8536*P94-0.0046)<0,0,(0.0152*(P94^5)-0.131*(P94^4)+0.4581*(P94^3)-0.8418*(P94^2)+0.8536*P94-0.0046))))","v":7.0012751692721559E-2},{"$f":"IF(D94=\"RR\",IF((0.0304*(P94^5)-0.2619*(P94^4)+0.9161*(P94^3)-1.6837*(P94^2)+1.7072*P94-0.0091)>0.85,0.85,IF((0.0304*(P94^5)-0.2619*(P94^4)+0.9161*(P94^3)-1.6837*(P94^2)+1.7072*P94-0.0091)<0,0,(0.0304*(P94^5)-0.2619*(P94^4)+0.9161*(P94^3)-1.6837*(P94^2)+1.7072*P94-0.0091))),IF((0.0239*(P94^5)-0.2058*(P94^4)+0.7198*(P94^3)-1.3229*(P94^2)+1.3414*P94-0.0072)>0.65,0.65,IF((0.0239*(P94^5)-0.2058*(P94^4)+0.7198*(P94^3)-1.3229*(P94^2)+1.3414*P94-0.0072)<0,0,(0.0239*(P94^5)-0.2058*(P94^4)+0.7198*(P94^3)-1.3229*(P94^2)+1.3414*P94-0.0072))))","v":0.11005063672274615},{"$f":"IF(D94=\"RR\",IF((0.0326*(P94^5)-0.2806*(P94^4)+0.9816*(P94^3)-1.8039*(P94^2)+1.8292*P94-0.0098)>0.85,0.85,IF((0.0326*(P94^5)-0.2806*(P94^4)+0.9816*(P94^3)-1.8039*(P94^2)+1.8292*P94-0.0098)<0,0,(0.0326*(P94^5)-0.2806*(P94^4)+0.9816*(P94^3)-1.8039*(P94^2)+1.8292*P94-0.0098))),IF((0.0304*(P94^5)-0.2619*(P94^4)+0.9161*(P94^3)-1.6837*(P94^2)+1.7072*P94-0.0091)>0.8,0.8,IF((0.0304*(P94^5)-0.2619*(P94^4)+0.9161*(P94^3)-1.6837*(P94^2)+1.7072*P94-0.0091)<0,0,(0.0304*(P94^5)-0.2619*(P94^4)+0.9161*(P94^3)-1.6837*(P94^2)+1.7072*P94-0.0091))))","v":0.14012450085717562},80,70,{"$f":"(J94-0.2*(1000/N94-10))^0.5/(J94+0.8*(1000/N94-10))-(J94-0.2*(1000/O94-10))^0.5/(J94+0.8*(1000/O94-10))","v":9.6043861925690782E-2},{"$f":"(SUMIFS(Selected[TN lbs/ac],Selected[Landuse],IF($D$9=\"Yes\",\"County Phase I/II MS4 Pervious\",\"nonregulated pervious developed\"))*($E94))*$K94","v":0},{"$f":"(SUMIFS(Selected[TP lbs/ac],Selected[Landuse],IF($D$9=\"Yes\",\"County Phase I/II MS4 Pervious\",\"nonregulated pervious developed\"))*($E94))*$L94","v":0},{"$f":"(SUMIFS(Selected[TSS lbs/ac],Selected[Landuse],IF($D$9=\"Yes\",\"County Phase I/II MS4 Pervious\",\"nonregulated pervious developed\"))*($E94))*$M94","v":0},null,null,{"$f":"SUMIFS(CurrentBMP[Average Annual Cost/Unit (used in scenario calculations)],CurrentBMP[Practice],B94)*E94","v":0}]
[]
[]
[null,"Municipal Programs and Other Practices",null,"Units","Maximum Practical Units Treated","Estimated Impervious Cover % in Drainage Area"]
[null,"Pet Waste Program",null,"Number of pet waste stations",0,null,null,null,{"$f":"E98","v":0},null,null,null,null,null,null,null,{"$f":"'BMP Costs'!C159*0.23*0.25","v":0},{"$f":"'BMP Costs'!C159*0.01*0.75","v":0},null,null,null,{"$f":"IF(E98>0,SUMIFS(CurrentBMP[Average Annual Cost/Unit (used in scenario calculations)],CurrentBMP[Practice],B98),0)*E98","v":0}]
[]
[null,"Street Sweeping",null,null,{"$f":"SUM(I101:I103)","v":0},null,null,null,{"$f":"SUM(I101:I103)","v":0},null,0.03,0.03,0.09,null,null,null,{"$f":"(SUMIFS(Selected[TN lbs/ac],Selected[Landuse],IF($D$9=\"Yes\",\"County Phase I/II MS4 impervious\",\"nonregulated impervious developed\"))*($E101))*$K100+$E102*0.00175","v":0},{"$f":"(SUMIFS(Selected[TP lbs/ac],Selected[Landuse],IF($D$9=\"Yes\",\"County Phase I/II MS4 impervious\",\"nonregulated impervious developed\"))*($E101))*$L100+$E102*0.0007","v":0},{"$f":"(SUMIFS(Selected[TSS lbs/ac],Selected[Landuse],IF($D$9=\"Yes\",\"County Phase I/II MS4 impervious\",\"nonregulated impervious developed\"))*($E101))*$M100+($E102-$E102*0.00175-$E102*0.0007)+$E103","v":0},{"$f":"SUMIFS(Selected[TSS lbs/ac],Selected[Landuse],IF($D$9=\"Yes\",\"County Phase I/II MS4 Impervious\",\"nonregulated Impervious developed\"))*M100","v":138.51474032927317},null,{"$f":"SUMIFS(CurrentBMP[Average Annual Cost/Unit (used in scenario calculations)],CurrentBMP[Practice],B100)*(E101+I102+I103)","v":0}]
[null,null,"25 times per year (no weighing)","Acres",0,1,null,{"$f":"IF(F101-G101>1,0,1-(F101-G101))","v":0},{"$f":"E101","v":0}]
[null,null,"25 times per year (weighing)","Pounds",null,null,null,null,{"$f":"S102/T100","v":0},"Sediment Equivalent Imp. Area"]
[null,null,"Sporadic (weighing)","Pounds",null,null,null,null,{"$f":"S103/T100","v":0},"Sediment Equivalent Imp. Area"]
[]
[null,"Urban Nutrient Management (not available in Maryland)",null,null,null,null,null,null,null,null,null,null,null,null,null,null,{"$f":"(SUMIFS(Selected[TN lbs/ac],Selected[Landuse],IF($D$9=\"Yes\",\"County Phase I/II MS4 Pervious\",\"nonregulated pervious developed\"))*($E106))*$K106+(SUMIFS(Selected[TN lbs/ac],Selected[Landuse],IF($D$9=\"Yes\",\"County Phase I/II MS4 Pervious\",\"nonregulated pervious developed\"))*($E107))*$K107","v":0},null,null,null,null,{"$f":"SUMIFS(CurrentBMP[Average Annual Cost/Unit (used in scenario calculations)],CurrentBMP[Practice],B105)*(E106+E107)","v":0}]
[null,null,"Commercial Applicator","Acres",null,null,null,null,null,null,0.09]
[null,null,"Homeowner Application","Acres",null,null,null,null,null,null,4.4999999999999998E-2]
[]
[null,"Outfall Netting System",null,"Acres",0,null,null,{"$f":"IF(F109-G109>1,0,1-(F109-G109))","v":1},{"$f":"E109*F109","v":0},null,6.6810000000000003E-3,8.7650000000000002E-3,null,null,null,null,{"$f":"(SUMIFS(Selected[TN lbs/ac],Selected[Landuse],IF($D$9=\"Yes\",\"County Phase I/II MS4 Pervious\",\"nonregulated pervious developed\"))*($E109-$F109*$E109)*K109+SUMIFS(Selected[TN lbs/ac],Selected[Landuse],IF($D$9=\"Yes\",\"County Phase I/II MS4 Impervious\",\"nonregulated impervious developed\"))*($F109*$E109)*K109)","v":0},{"$f":"(SUMIFS(Selected[TP lbs/ac],Selected[Landuse],IF($D$9=\"Yes\",\"County Phase I/II MS4 Pervious\",\"nonregulated pervious developed\"))*($E109-$F109*$E109)*L109+SUMIFS(Selected[TP lbs/ac],Selected[Landuse],IF($D$9=\"Yes\",\"County Phase I/II MS4 Impervious\",\"nonregulated impervious developed\"))*($F109*$E109)*L109)","v":0},null,null,null,{"$f":"SUMIFS(CurrentBMP[Average Annual Cost/Unit (used in scenario calculations)],CurrentBMP[Practice],B109)*I109","v":0}]
[]
[null,"Illicit Discharge Detection and Elimination Program"]
[]
[null,null,"Advanced IDDE Program (interim  5-yr credit)","Number of programs",null,null,null,null,null,null,0.01,0.01,0.01,null,null,null,{"$f":"IF((SUMIFS(Selected[TN lbs/ac],Selected[Landuse],IF($D$9=\"Yes\",\"County Phase I/II MS4 Pervious\",\"nonregulated pervious developed\"))*($E113-$F113*$E113))*$K113*0.2>0.17*Q183,0.17*Q183,(SUMIFS(Selected[TN lbs/ac],Selected[Landuse],IF($D$9=\"Yes\",\"County Phase I/II MS4 Pervious\",\"nonregulated pervious developed\"))*($E113-$F113*$E113))*$K113*0.2)","v":0},{"$f":"IF((SUMIFS(Selected[TP lbs/ac],Selected[Landuse],IF($D$9=\"Yes\",\"County Phase I/II MS4 Pervious\",\"nonregulated pervious developed\"))*($E113-$F113*$E113))*$L113*0.2>0.58*R183,0.58*R183,(SUMIFS(Selected[TP lbs/ac],Selected[Landuse],IF($D$9=\"Yes\",\"County Phase I/II MS4 Pervious\",\"nonregulated pervious developed\"))*($E113-$F113*$E113))*$L113*0.2)","v":0},{"$f":"(SUMIFS(Selected[TSS lbs/ac],Selected[Landuse],IF($D$9=\"Yes\",\"County Phase I/II MS4 Pervious\",\"nonregulated pervious developed\"))*($E113-$F113*$E113))*$M113*0.2","v":0},null,null,{"$f":"SUMIFS(CurrentBMP[Average Annual Cost/Unit (used in scenario calculations)],CurrentBMP[Practice],C113)*E113","v":0}]
[null,null,"OR"]
[null,null,"Correction of Cross-Connections","Number of corrections",null,null,null,null,null,null,null,null,null,null,null,null,{"$f":"E117","v":0},{"$f":"E118","v":0},{"$f":"E119","v":0},null,null,{"$f":"SUMIFS(CurrentBMP[Average Annual Cost/Unit (used in scenario calculations)],CurrentBMP[Practice],\"Correction of Cross-Connections\")*E115","v":0}]
[null,null,null,"Pollutant","lbs reduced"]
[null,null,null,"TN"]
[null,null,null,"TP"]
[null,null,null,"TSS"]
[]
[null,null,"Sewer Repair","Number of repairs",null,null,null,null,null,null,null,null,null,null,null,null,{"$f":"E123","v":0},{"$f":"E124","v":0},{"$f":"E125","v":5},null,null,{"$f":"SUMIFS(CurrentBMP[Average Annual Cost/Unit (used in scenario calculations)],CurrentBMP[Practice],\"Sewer Repair\")*E121","v":0}]
[null,null,null,"Pollutant","lbs reduced"]
[null,null,null,"TN"]
[null,null,null,"TP"]
[null,null,null,"TSS",5]
[]
[null,null,null,null,"Maximum Practical Units Treated","Estimated Impervious Cover % in Drainage Area","Estimated Agricultural Cover % in Drainage Area"]
[null,"User Defined BMP",null,"Acres",0,null,null,{"$f":"IF(F128-G128>1,0,1-(F128-G128))","v":1},{"$f":"(E128*F128*43560*0.95*J128/12+E128*(1-IF((F128+G128)>1,1,F128+G128))*43560*0.22*J128/12+E128*IF(G128+F128>1,1-F128,G128)*43560*0.4*J128/12)/0.95/(J128/12)/43560","v":0},1,{"$f":"C130","v":0},{"$f":"C131","v":0},{"$f":"C132","v":0},null,null,null,{"$f":"(SUMIFS(Selected[TN lbs/ac],Selected[Landuse],IF($D$9=\"Yes\",\"County Phase I/II MS4 Pervious\",\"nonregulated pervious developed\"))*($E128*(1-IF(F128+G128>1,1,F128+G128)))+SUMIFS(Selected[TN lbs/ac],Selected[Landuse],IF($D$9=\"Yes\",\"County Phase I/II MS4 Impervious\",\"nonregulated impervious developed\"))*($F128*$E128))*$K128","v":0},{"$f":"(SUMIFS(Selected[TP lbs/ac],Selected[Landuse],IF($D$9=\"Yes\",\"County Phase I/II MS4 Pervious\",\"nonregulated pervious developed\"))*($E128*(1-IF(F128+G128>1,1,F128+G128)))+SUMIFS(Selected[TP lbs/ac],Selected[Landuse],IF($D$9=\"Yes\",\"County Phase I/II MS4 Impervious\",\"nonregulated impervious developed\"))*($F128*$E128))*$L128","v":0},{"$f":"(SUMIFS(Selected[TSS lbs/ac],Selected[Landuse],IF($D$9=\"Yes\",\"County Phase I/II MS4 Pervious\",\"nonregulated pervious developed\"))*($E128*(1-IF(F128+G128>1,1,F128+G128)))+SUMIFS(Selected[TSS lbs/ac],Selected[Landuse],IF($D$9=\"Yes\",\"County Phase I/II MS4 Impervious\",\"nonregulated impervious developed\"))*($F128*$E128))*$M128","v":0},null,null,{"$f":"SUMIFS(UserCost[User-Defined Annual Cost per Unit],UserCost[BMP],'Scenario Setup'!B128)*E128","v":0},null,null,{"$f":"SUMIFS(Selected[Lbs Nitrogen-Delivered],Selected[Sector],\"=Agriculture\")/SUMIFS(Selected[PostBMPAcres],Selected[Sector],\"=Agriculture\")*E128*IF(F128+G128>1,1-G128,G128)","v":0},{"$f":"SUMIFS(Selected[Lbs Phosphorus-Delivered],Selected[Sector],\"=Agriculture\")/SUMIFS(Selected[PostBMPAcres],Selected[Sector],\"=Agriculture\")*E128*IF(F128+G128>1,1-G128,G128)","v":0},{"$f":"SUMIFS(Selected[Lbs Sediment-Delivered],Selected[Sector],\"=Agriculture\")/SUMIFS(Selected[PostBMPAcres],Selected[Sector],\"=Agriculture\")*E128*IF(F128+G128>1,1-G128,G128)","v":0},{"$f":"IF(F128+G128>1,1-F128,G128)*E128","v":0}]
[null,"Pollutant","Removal Efficiency (%)"]
[null,"TN"]
[null,"TP"]
[null,"TSS"]
[]
[null,"Living Shoreline",null,"Linear feet",0,null,null,null,{"$f":"E134","v":0},null,null,null,null,null,null,null,{"$f":"IF(E134*IF(ISBLANK(C137),2,C137)*IF(ISBLANK(C138),2,C138)*93.6*0.0005*0+E134*C136/43560*(85+6.83)>1/3*Q183,1/3*Q183,E134*IF(ISBLANK(C137),2,C137)*IF(ISBLANK(C138),2,C138)*93.6*0.0005*0+E134*C136/43560*(85+6.83))","v":0},{"$f":"IF(E134*IF(ISBLANK(C137),2,C137)*IF(ISBLANK(C138),2,C138)*93.6*0.0005*0+E134*C136/43560*(0.3+5.289)>1/3*R183,R183,E134*IF(ISBLANK(C137),2,C137)*IF(ISBLANK(C138),2,C138)*93.6*0.0005*0+E134*C136/43560*(0.3+5.289))","v":0},{"$f":"E134*IF(ISBLANK(C137),2,C137)*IF(ISBLANK(C138),2,C138)*93.6*0.5+E134*C136/43560*6959","v":0},null,null,{"$f":"SUMIFS(CurrentBMP[Average Annual Cost/Unit (used in scenario calculations)],CurrentBMP[Practice],B134)*E134","v":0}]
[null,"Other Inputs","Value"]
[null,"Width of Vegetated Area (ft)",10]
[null,"Average Bank Height (ft)",10]
[null,"Recession Rate (ft)",10]
[null,null,null,null,"Maximum Practical Units Treated","Estimated Impervious Cover % in Drainage Area"]
[null,"Stream Restoration",null,"Acres",null,null,null,null,{"$f":"E142+E149","v":0},null,null,null,null,null,null,null,{"$f":"(SUMIFS(Selected[TN lbs/ac],Selected[Landuse],IF($D$9=\"Yes\",\"County Phase I/II MS4 Pervious\",\"nonregulated pervious developed\"))*($E140-$F140*$E140)+SUMIFS(Selected[TN lbs/ac],Selected[Landuse],IF($D$9=\"Yes\",\"County Phase I/II MS4 Impervious\",\"nonregulated impervious developed\"))*($F140*$E140))*$K155+0.075*E142+62.4*E149*E148*E147/2000*K149*0.5+(10+E152)*5*62.4*E153/2000*0.000106*365","v":0},{"$f":"(SUMIFS(Selected[TP lbs/ac],Selected[Landuse],IF($D$9=\"Yes\",\"County Phase I/II MS4 Pervious\",\"nonregulated pervious developed\"))*($E140-$F140*$E140)+SUMIFS(Selected[TP lbs/ac],Selected[Landuse],IF($D$9=\"Yes\",\"County Phase I/II MS4 Impervious\",\"nonregulated impervious developed\"))*($F140*$E140))*$L155+0.068*E142+62.4*E149*E148*E147/2000*L149*0.5","v":0},{"$f":"(SUMIFS(Selected[TSS lbs/ac],Selected[Landuse],IF($D$9=\"Yes\",\"County Phase I/II MS4 Pervious\",\"nonregulated pervious developed\"))*($E140-$F140*$E140)+SUMIFS(Selected[TSS lbs/ac],Selected[Landuse],IF($D$9=\"Yes\",\"County Phase I/II MS4 Impervious\",\"nonregulated impervious developed\"))*($F140*$E140))*$M155+43.4*E142+62.4*E149*E148*E147*0.5","v":0},null,null,{"$f":"SUMIFS(CurrentBMP[Average Annual Cost/Unit (used in scenario calculations)],CurrentBMP[Practice],B140)*(E142+E149)","v":0}]
[null,"Enter Units Treated for EITHER 1) the Interim Rate option or 2) the Expert Panel Protocols"]
[null,null,"Interim Rate option:","Linear feet ",0]
[null,"Stream Restoration",null,null,{"$f":"E142+E149","v":0}]
[]
[null,null,"Expert Panel Protocols:"]
[null,null,"Protocol 1 - Sediment Prevented (assumes a 50% reduction efficiency)"]
[null,null,"Stream Erosion Rate","Feet per year"]
[null,null,"Bank Height","Feet",null,null,null,null,null,null,"Stream protocol 1 nitrogen number (has been pulled from expert panel report - was 2.28)","Stream protocol 1 phosphorus number (has been pulled from expert panel report - was 1.05)"]
[null,null,"Stream Restoration Length","Feet",0,null,null,null,null,null,2.2799999999999998,1.05]
[]
[null,null,"Protocol 2 - Nutrient Processing (not to exceed 40% of the nitrate loading for the watershed)"]
[null,null,"Stream Width at Median Baseflow","Feet"]
[null,null,"Stream Restoration Length","Feet",0]
[]
[null,null,"Protocol 3 - Floodplain Reconnection",null,null,null,null,null,null,null,{"$f":"MarylandCountyList!Y15","v":0},{"$f":"MarylandCountyList!Y16","v":0},{"$f":"MarylandCountyList!Y17","v":0}]
[null,null,"Floodplain Width","Feet"]
[null,null,"Stream Restoration Length","Feet",0]
[null,null,"Floodplain Storage","cubic feet",{"$f":"E156*E157*1","v":0}]
[null,null,"Watershed Curve Number"]
[null,null,"Rain Event to Access Floodplain","Inches"]
[]
[]
[]
[]
[]
[]
[null,"Cross Sector Trading (must be done in goal area)",null,null,"Willingness to Pay","Credits to Buy"]
[null,null,null,null,"$/lb Reduced","lbs/year"]
[null,null,"Cross Sector Trading (Nitrogen)","TN",{"$f":"'Optimization Results'!A17","v":0},{"$f":"'Optimization Results'!A20","v":0},null,null,{"$f":"F169","v":0},null,null,null,null,null,null,null,{"$f":"F169","v":0},null,null,null,null,{"$f":"E169*Q169","v":0}]
[null,null,"Cross Sector Trading (Phosphorus)","TP",{"$f":"'Optimization Results'!B17","v":0},{"$f":"'Optimization Results'!B20","v":0},null,null,{"$f":"F170","v":0},null,null,null,null,null,null,null,null,{"$f":"F170","v":0},null,null,null,{"$f":"E170*R170","v":0}]
[]
["The acres of impervious and pervious land treated with the BMPs selected above are tallied below and shown next to the total acres of each type "]
["of land in the County of interest, to ensure the proposed units treated do not exceed the available acres. For scenarios run at a scale other"]
["than the County, the user can enter in the available acres of impervious and pervious land in their area of interest."]
[null,"Type of Developed Land","Acres Available in Selected County ","Acres Available (for custom area of interest)","Treated Area Tally"]
[null,"Impervious",{"$f":"SUMIFS(Selected[PostBMPAcres],Selected[Landuse],\"nonregulated impervious developed\")+SUMIFS(Selected[PostBMPAcres],Selected[Landuse],\"County Phase I/II MS4 Impervious\")+SUMIFS(Selected[PostBMPAcres],Selected[Landuse],\"Municipal Phase II MS4 Impervious\")","v":5976.8},null,{"$f":"(E128*F128+E109*F109+E101*F101)+SUMPRODUCT(E50:E84,F50:F84)","v":0},{"$f":"IF(E176>IF(D176>0,D176,C176),\"Caution: Treatment area is larger than developed area\",\"\")","v":""}]
[null,"Pervious",{"$f":"SUMIFS(Selected[PostBMPAcres],Selected[Landuse],\"nonregulated pervious developed\")+SUMIFS(Selected[PostBMPAcres],Selected[Landuse],\"County Phase I/II MS4 Pervious\")+SUMIFS(Selected[PostBMPAcres],Selected[Landuse],\"Municipal Phase II MS4 Pervious\")","v":10698.3},null,{"$f":"(E128*H128+E109*H109+E101*H101)+SUMPRODUCT(E50:E84,H50:H84)","v":0},{"$f":"IF(E177>IF(D177>0,D177,C177),\"Caution: Treatment area is larger than develped area\",\"\")","v":""}]
[]
[]
["3. Select a High Priority BMP (optional):"]
["If desired, select one or more BMP Types that you wish to receive a higher weight during the optimization",null,null,null,null,null,null,null,null,null,null,null,null,null,null,null,{"$f":"SUM(Q60:Q168)","v":0},{"$f":"SUM(R60:R168)","v":0},{"$f":"SUM(S60:S168)","v":5}]
["This optional step allows the Tool to account for outside factors, such as community support, when developing scenarios"]
[null,null,null,null,null,null,null,null,null,null,null,null,null,null,null,"Waste Load Allocation Reduction Goals",{"$f":"IF(F15>0,F15,E15)","v":8513.530245381975},{"$f":"IF(F16>0,F16,E16)","v":3898.6248935369986},{"$f":"IF(F17>0,F17,0)","v":0}]
[]
[null,null,"BMP Type",null,null,null,null,null,null,null,null,null,null,null,null,null,{"$f":"Q183-Q181","v":8513.530245381975},{"$f":"R183-R181","v":3898.6248935369986},{"$f":"IF(S183=0,\"Not Applicable\",S183-S181)","v":"Not Applicable"}]
[null,null,"None"]

{"sheet":"BMP Costs","index":2,"n_rows":179,"n_cols":29,"rows_kept":179,"cut":false,"hidden":false,"merged":[]}
["Stormwater BMP Costs","Required User Input","BMPs that receive Chesapeake Bay Program credit"]
[null,"Optional Input Cells","BMPs that do not currently receive Chesapeake Bay Program credit"]
[null,"Results Cells"]
[]
["1. Variables Used to Develop Annualized Costs:"]
["Annualized life cycle costs for each BMP were estimated as the annual bond payment required to finance the initial cost (including design, construction and land)"]
["of the BMP plus average annual routine and intermittent maintenance costs. "]
["Review the major assumptions used below and replace the defaults provided if necessary to better reflect the local conditions/situation."]
[]
["Variable","Value"]
["Opportunity cost of developable land ($/acre)",100000]
["Typical proportion of land that is developable (%)",0.5]
["Interest rate associated with bond payment to finance construction (%)",0.03]
["Number of years over which to project costs",20]
[]
[]
[]
[]
["2. BMP Cost Data:"]
["For each BMP, an average annual cost per unit treated is provided below, based on the County selected in the Scenario Setup sheet."]
["Review the County-Specific costs, and if desired, enter annual per-unit cost data that better reflects local conditions in the User Defined column."]
[null,null,null,null,null,null,null,null,null,"Nitrogen"]
["BMP","Units","Default Annual Cost per Unit","User-Defined Annual Cost per Unit","Rank",null,"Priority BMP List - Manually Modify with new BMPs",null,null,"Least Expensive Practices (per unit)","Unit Cost ($/year)"]
[{"$f":"A69","v":"Permeable Pavement"},"Acres",{"$f":"C69","v":22095.273683585521},null,{"$f":"IFERROR(_xlfn.RANK.EQ(IF(UserCost[[#This Row],[Default Annual Cost per Unit]]=0,99999,UserCost[[#This Row],[Default Annual Cost per Unit]]),UserCost[Default Annual Cost per Unit],1),99999)","v":37},null,"None",null,null,"Downspout Disconnection",{"$f":"INDEX(UserCost[],MATCH(J24,UserCost[BMP],0),3)","v":29.199441486127885},{"$f":"INDEX(UserCost[],MATCH(J24,UserCost[BMP],0),2)","v":"Acres"}]
["Permeable Pavers","Acres",22095.273683585521,null,{"$f":"IFERROR(_xlfn.RANK.EQ(IF(UserCost[[#This Row],[Default Annual Cost per Unit]]=0,99999,UserCost[[#This Row],[Default Annual Cost per Unit]]),UserCost[Default Annual Cost per Unit],1),99999)","v":37},null,"Permeable Pavement",null,null,"Pet Waste Program",{"$f":"INDEX(UserCost[],MATCH(J25,UserCost[BMP],0),3)","v":757.93317747627179},{"$f":"INDEX(UserCost[],MATCH(J25,UserCost[BMP],0),2)","v":"Number of pet waste stations"}]
["Rainwater Harvesting","Acres",9252.962645547479,null,{"$f":"IFERROR(_xlfn.RANK.EQ(IF(UserCost[[#This Row],[Default Annual Cost per Unit]]=0,99999,UserCost[[#This Row],[Default Annual Cost per Unit]]),UserCost[Default Annual Cost per Unit],1),99999)","v":32},null,"Permeable Pavers",null,null,"Stream Restoration",{"$f":"INDEX(UserCost[],MATCH(J26,UserCost[BMP],0),3)","v":82.320943162981962},{"$f":"INDEX(UserCost[],MATCH(J26,UserCost[BMP],0),2)","v":"Linear Feet"}]
["Stormwater Planter","Acres",10681.216915774845,null,{"$f":"IFERROR(_xlfn.RANK.EQ(IF(UserCost[[#This Row],[Default Annual Cost per Unit]]=0,99999,UserCost[[#This Row],[Default Annual Cost per Unit]]),UserCost[Default Annual Cost per Unit],1),99999)","v":34},null,"Rainwater Harvesting",null,null,"Vegetated Filter Strips",{"$f":"INDEX(UserCost[],MATCH(J27,UserCost[BMP],0),3)","v":2438.1493357780741},{"$f":"INDEX(UserCost[],MATCH(J27,UserCost[BMP],0),2)","v":"Acres"}]
["Green Roof","Acres",123059.06393012992,null,{"$f":"IFERROR(_xlfn.RANK.EQ(IF(UserCost[[#This Row],[Default Annual Cost per Unit]]=0,99999,UserCost[[#This Row],[Default Annual Cost per Unit]]),UserCost[Default Annual Cost per Unit],1),99999)","v":40},null,"Stormwater Planter",null,null,"Conversion of Dry Pond to Wet Pond",{"$f":"INDEX(UserCost[],MATCH(J28,UserCost[BMP],0),3)","v":1775.8287185896083},{"$f":"INDEX(UserCost[],MATCH(J28,UserCost[BMP],0),2)","v":"Acres"}]
["Downspout Disconnection","Acres",29.199441486127885,null,{"$f":"IFERROR(_xlfn.RANK.EQ(IF(UserCost[[#This Row],[Default Annual Cost per Unit]]=0,99999,UserCost[[#This Row],[Default Annual Cost per Unit]]),UserCost[Default Annual Cost per Unit],1),99999)","v":4},null,"Green Roof"]
["Bioretention","Acres",4907.1964963570608,null,{"$f":"IFERROR(_xlfn.RANK.EQ(IF(UserCost[[#This Row],[Default Annual Cost per Unit]]=0,99999,UserCost[[#This Row],[Default Annual Cost per Unit]]),UserCost[Default Annual Cost per Unit],1),99999)","v":24},null,"Downspout Disconnection",null,null,"Phosphorus"]
["Rain Garden","Acres",4907.1964963570608,null,{"$f":"IFERROR(_xlfn.RANK.EQ(IF(UserCost[[#This Row],[Default Annual Cost per Unit]]=0,99999,UserCost[[#This Row],[Default Annual Cost per Unit]]),UserCost[Default Annual Cost per Unit],1),99999)","v":24},null,"Bioretention",null,null,"Least Expensive Practices (per unit)","Unit Cost ($/year)"]
["Green Streets","Acres",13973.977066663467,null,{"$f":"IFERROR(_xlfn.RANK.EQ(IF(UserCost[[#This Row],[Default Annual Cost per Unit]]=0,99999,UserCost[[#This Row],[Default Annual Cost per Unit]]),UserCost[Default Annual Cost per Unit],1),99999)","v":35},null,"Rain Garden",null,null,"Downspout Disconnection",{"$f":"INDEX(UserCost[],MATCH(J32,UserCost[BMP],0),3)","v":29.199441486127885},{"$f":"INDEX(UserCost[],MATCH(J32,UserCost[BMP],0),2)","v":"Acres"}]
["Vegetated Filter Strips","Acres",2438.1493357780741,null,{"$f":"IFERROR(_xlfn.RANK.EQ(IF(UserCost[[#This Row],[Default Annual Cost per Unit]]=0,99999,UserCost[[#This Row],[Default Annual Cost per Unit]]),UserCost[Default Annual Cost per Unit],1),99999)","v":16},null,"Green Streets",null,null,"Stream Restoration",{"$f":"INDEX(UserCost[],MATCH(J33,UserCost[BMP],0),3)","v":82.320943162981962},{"$f":"INDEX(UserCost[],MATCH(J33,UserCost[BMP],0),2)","v":"Linear Feet"}]
["Hydrodynamic and Filtering Practices","Acres",6395.5635203802221,null,{"$f":"IFERROR(_xlfn.RANK.EQ(IF(UserCost[[#This Row],[Default Annual Cost per Unit]]=0,99999,UserCost[[#This Row],[Default Annual Cost per Unit]]),UserCost[Default Annual Cost per Unit],1),99999)","v":29},null,"Vegetated Filter Strips",null,null,"Living Shoreline",{"$f":"INDEX(UserCost[],MATCH(J34,UserCost[BMP],0),3)","v":62.153009783353475},{"$f":"INDEX(UserCost[],MATCH(J34,UserCost[BMP],0),2)","v":"Linear Feet"}]
["Infiltration","Acres",5265.9761843106126,null,{"$f":"IFERROR(_xlfn.RANK.EQ(IF(UserCost[[#This Row],[Default Annual Cost per Unit]]=0,99999,UserCost[[#This Row],[Default Annual Cost per Unit]]),UserCost[Default Annual Cost per Unit],1),99999)","v":26},null,"Hydrodynamic and Filtering Practices",null,null,"Pet Waste Program",{"$f":"INDEX(UserCost[],MATCH(J35,UserCost[BMP],0),3)","v":757.93317747627179},{"$f":"INDEX(UserCost[],MATCH(J35,UserCost[BMP],0),2)","v":"Number of pet waste stations"}]
["Stormwater Tree Pits/Structural Soils","Acres",28760.083780228524,null,{"$f":"IFERROR(_xlfn.RANK.EQ(IF(UserCost[[#This Row],[Default Annual Cost per Unit]]=0,99999,UserCost[[#This Row],[Default Annual Cost per Unit]]),UserCost[Default Annual Cost per Unit],1),99999)","v":39},null,"Infiltration",null,null,"Conversion of Dry Pond to Wet Pond",{"$f":"INDEX(UserCost[],MATCH(J36,UserCost[BMP],0),3)","v":1775.8287185896083},{"$f":"INDEX(UserCost[],MATCH(J36,UserCost[BMP],0),2)","v":"Acres"}]
["Sand Filter","Acres",5417.9552152440738,null,{"$f":"IFERROR(_xlfn.RANK.EQ(IF(UserCost[[#This Row],[Default Annual Cost per Unit]]=0,99999,UserCost[[#This Row],[Default Annual Cost per Unit]]),UserCost[Default Annual Cost per Unit],1),99999)","v":27},null,"Stormwater Tree Pits/Structural Soils"]
["Dry Swale/Bioswale","Acres",3908.2211302877399,null,{"$f":"IFERROR(_xlfn.RANK.EQ(IF(UserCost[[#This Row],[Default Annual Cost per Unit]]=0,99999,UserCost[[#This Row],[Default Annual Cost per Unit]]),UserCost[Default Annual Cost per Unit],1),99999)","v":21},null,"Sand Filter"]
["Wet Swale","Acres",2368.1834215533595,null,{"$f":"IFERROR(_xlfn.RANK.EQ(IF(UserCost[[#This Row],[Default Annual Cost per Unit]]=0,99999,UserCost[[#This Row],[Default Annual Cost per Unit]]),UserCost[Default Annual Cost per Unit],1),99999)","v":14},null,"Dry Swale/Bioswale"]
["Vegetated Open Channels","Acres",2368.1834215533595,null,{"$f":"IFERROR(_xlfn.RANK.EQ(IF(UserCost[[#This Row],[Default Annual Cost per Unit]]=0,99999,UserCost[[#This Row],[Default Annual Cost per Unit]]),UserCost[Default Annual Cost per Unit],1),99999)","v":14},null,"Wet Swale"]
["Regenerative Stormwater Conveyance","Acres",20815.419639156724,null,{"$f":"IFERROR(_xlfn.RANK.EQ(IF(UserCost[[#This Row],[Default Annual Cost per Unit]]=0,99999,UserCost[[#This Row],[Default Annual Cost per Unit]]),UserCost[Default Annual Cost per Unit],1),99999)","v":36},null,"Vegetated Open Channels"]
["Wet Ponds","Acres",2528.9236922258292,null,{"$f":"IFERROR(_xlfn.RANK.EQ(IF(UserCost[[#This Row],[Default Annual Cost per Unit]]=0,99999,UserCost[[#This Row],[Default Annual Cost per Unit]]),UserCost[Default Annual Cost per Unit],1),99999)","v":17},null,"Regenerative Stormwater Conveyance"]
["Constructed Wetlands","Acres",2528.9236922258292,null,{"$f":"IFERROR(_xlfn.RANK.EQ(IF(UserCost[[#This Row],[Default Annual Cost per Unit]]=0,99999,UserCost[[#This Row],[Default Annual Cost per Unit]]),UserCost[Default Annual Cost per Unit],1),99999)","v":17},null,"Wet Ponds"]
["Extended Detention Ponds","Acres",4202.4293536932882,null,{"$f":"IFERROR(_xlfn.RANK.EQ(IF(UserCost[[#This Row],[Default Annual Cost per Unit]]=0,99999,UserCost[[#This Row],[Default Annual Cost per Unit]]),UserCost[Default Annual Cost per Unit],1),99999)","v":22},null,"Constructed Wetlands"]
["Ditch Enhancement","Acres",3778.091520380221,null,{"$f":"IFERROR(_xlfn.RANK.EQ(IF(UserCost[[#This Row],[Default Annual Cost per Unit]]=0,99999,UserCost[[#This Row],[Default Annual Cost per Unit]]),UserCost[Default Annual Cost per Unit],1),99999)","v":20},null,"Extended Detention Ponds"]
["Conversion of Dry Pond to Wet Pond","Acres",1775.8287185896083,null,{"$f":"IFERROR(_xlfn.RANK.EQ(IF(UserCost[[#This Row],[Default Annual Cost per Unit]]=0,99999,UserCost[[#This Row],[Default Annual Cost per Unit]]),UserCost[Default Annual Cost per Unit],1),99999)","v":13},null,"Ditch Enhancement"]
["Forest Buffer","Acres",1180.4378877918987,null,{"$f":"IFERROR(_xlfn.RANK.EQ(IF(UserCost[[#This Row],[Default Annual Cost per Unit]]=0,99999,UserCost[[#This Row],[Default Annual Cost per Unit]]),UserCost[Default Annual Cost per Unit],1),99999)","v":12},null,"Conversion of Dry Pond to Wet Pond"]
["Urban Tree Planting ","Acres",4571.6657685310029,null,{"$f":"IFERROR(_xlfn.RANK.EQ(IF(UserCost[[#This Row],[Default Annual Cost per Unit]]=0,99999,UserCost[[#This Row],[Default Annual Cost per Unit]]),UserCost[Default Annual Cost per Unit],1),99999)","v":23},null,"Forest Buffer"]
["Impervious Cover Removal","Acres",10657.111503559319,null,{"$f":"IFERROR(_xlfn.RANK.EQ(IF(UserCost[[#This Row],[Default Annual Cost per Unit]]=0,99999,UserCost[[#This Row],[Default Annual Cost per Unit]]),UserCost[Default Annual Cost per Unit],1),99999)","v":33},null,"Urban Tree Planting "]
["Urban Cover Crop","Acres",3521.837096975959,null,{"$f":"IFERROR(_xlfn.RANK.EQ(IF(UserCost[[#This Row],[Default Annual Cost per Unit]]=0,99999,UserCost[[#This Row],[Default Annual Cost per Unit]]),UserCost[Default Annual Cost per Unit],1),99999)","v":19},null,"Impervious Cover Removal"]
["Soil Augmentation ","Acres",5524.1814350261757,null,{"$f":"IFERROR(_xlfn.RANK.EQ(IF(UserCost[[#This Row],[Default Annual Cost per Unit]]=0,99999,UserCost[[#This Row],[Default Annual Cost per Unit]]),UserCost[Default Annual Cost per Unit],1),99999)","v":28},null,"Urban Cover Crop"]
["Pet Waste Program","Number of pet waste stations",757.93317747627179,null,{"$f":"IFERROR(_xlfn.RANK.EQ(IF(UserCost[[#This Row],[Default Annual Cost per Unit]]=0,99999,UserCost[[#This Row],[Default Annual Cost per Unit]]),UserCost[Default Annual Cost per Unit],1),99999)","v":10},null,"Soil Augmentation "]
["Street Sweeping","Acres or Pounds",846.36240537190372,null,{"$f":"IFERROR(_xlfn.RANK.EQ(IF(UserCost[[#This Row],[Default Annual Cost per Unit]]=0,99999,UserCost[[#This Row],[Default Annual Cost per Unit]]),UserCost[Default Annual Cost per Unit],1),99999)","v":11},null,"Pet Waste Program"]
[{"$f":"A99","v":"Urban Nutrient Management"},"Acres",{"$f":"C99","v":382.04446954120124},null,{"$f":"IFERROR(_xlfn.RANK.EQ(IF(UserCost[[#This Row],[Default Annual Cost per Unit]]=0,99999,UserCost[[#This Row],[Default Annual Cost per Unit]]),UserCost[Default Annual Cost per Unit],1),99999)","v":7},null,"Street Sweeping"]
["Outfall Netting System","Acres",448.6818612087896,null,{"$f":"IFERROR(_xlfn.RANK.EQ(IF(UserCost[[#This Row],[Default Annual Cost per Unit]]=0,99999,UserCost[[#This Row],[Default Annual Cost per Unit]]),UserCost[Default Annual Cost per Unit],1),99999)","v":9},null,"Outfall Netting System"]
[{"$f":"A101","v":"Advanced IDDE Program"},"Number of Programs",{"$f":"C101","v":8230.6978266505939},null,{"$f":"IFERROR(_xlfn.RANK.EQ(IF(UserCost[[#This Row],[Default Annual Cost per Unit]]=0,99999,UserCost[[#This Row],[Default Annual Cost per Unit]]),UserCost[Default Annual Cost per Unit],1),99999)","v":31},null,"Correction of Cross-Connections"]
["Correction of Cross-Connections","Number of Repairs ",406.81024345212887,null,{"$f":"IFERROR(_xlfn.RANK.EQ(IF(UserCost[[#This Row],[Default Annual Cost per Unit]]=0,99999,UserCost[[#This Row],[Default Annual Cost per Unit]]),UserCost[Default Annual Cost per Unit],1),99999)","v":8},null,"Sewer Repair"]
["Sewer Repair","Number of Repairs ",6973.3874945201342,null,{"$f":"IFERROR(_xlfn.RANK.EQ(IF(UserCost[[#This Row],[Default Annual Cost per Unit]]=0,99999,UserCost[[#This Row],[Default Annual Cost per Unit]]),UserCost[Default Annual Cost per Unit],1),99999)","v":30},null,"Living Shoreline"]
["User Defined BMP","Acres",0,null,{"$f":"IFERROR(_xlfn.RANK.EQ(IF(UserCost[[#This Row],[Default Annual Cost per Unit]]=0,99999,UserCost[[#This Row],[Default Annual Cost per Unit]]),UserCost[Default Annual Cost per Unit],1),99999)","v":99999},null,"Stream Restoration"]
["Living Shoreline","Linear Feet",62.153009783353475,null,{"$f":"IFERROR(_xlfn.RANK.EQ(IF(UserCost[[#This Row],[Default Annual Cost per Unit]]=0,99999,UserCost[[#This Row],[Default Annual Cost per Unit]]),UserCost[Default Annual Cost per Unit],1),99999)","v":5}]
["Stream Restoration","Linear Feet",82.320943162981962,null,{"$f":"IFERROR(_xlfn.RANK.EQ(IF(UserCost[[#This Row],[Default Annual Cost per Unit]]=0,99999,UserCost[[#This Row],[Default Annual Cost per Unit]]),UserCost[Default Annual Cost per Unit],1),99999)","v":6}]
["Cross Sector Trading (Nitrogen)","Pounds of Nitrogen",0,{"$f":"'Scenario Setup'!V169","v":0},{"$f":"IFERROR(_xlfn.RANK.EQ(IF(UserCost[[#This Row],[Default Annual Cost per Unit]]=0,99999,UserCost[[#This Row],[Default Annual Cost per Unit]]),UserCost[Default Annual Cost per Unit],1),99999)","v":99999}]
[{"$f":"A108","v":"Cross Sector Trading (Phosphorus)"},"Pounds of Phosphorus",{"$f":"C108","v":0},{"$f":"'Scenario Setup'!V170","v":0},{"$f":"IFERROR(_xlfn.RANK.EQ(IF(UserCost[[#This Row],[Default Annual Cost per Unit]]=0,99999,UserCost[[#This Row],[Default Annual Cost per Unit]]),UserCost[Default Annual Cost per Unit],1),99999)","v":99999}]
[]
[]
[]
["Selected County",{"$f":"'Scenario Setup'!K8","v":1},{"$f":"'Scenario Setup'!D8","v":"Allegany County"},"County cost adjustment",{"$f":"SUMIFS(CountyAdjustments[King & Hagan Adjustor],CountyAdjustments[County],'BMP Costs'!C67)","v":0.96799999999999997},"Allegany County","Anne Arundel County","Baltimore City","Baltimore County","Calvert County","Caroline County","Carroll County","Cecil County","Charles County","Dorchester County","Frederick County","Garrett County","Harford County","Howard County","Kent County","Montgomery County","Prince George's County","Queen Anne's County","Somerset County","St. Mary's County","Talbot County","Washington County","Wicomico County","Worcester County"]
["Practice","Treatment Type","Average Annual Cost/Unit (county-specific)","Average Annual Cost/Unit (used in scenario calculations)",null,"Unit Cost","Unit Cost","Unit Cost","Unit Cost","Unit Cost","Unit Cost","Unit Cost","Unit Cost","Unit Cost","Unit Cost","Unit Cost","Unit Cost","Unit Cost","Unit Cost","Unit Cost","Unit Cost","Unit Cost","Unit Cost","Unit Cost","Unit Cost","Unit Cost","Unit Cost","Unit Cost","Unit Cost"]
[{"$f":"A112","v":"Permeable Pavement"},"RR",{"$f":"OFFSET(F69,0,B$67-1)","v":22095.273683585521},{"$f":"IF(SUMIFS(UserCost[User-Defined Annual Cost per Unit],UserCost[BMP],CurrentBMP[[#This Row],[Practice]])>0,SUMIFS(UserCost[User-Defined Annual Cost per Unit],UserCost[BMP],CurrentBMP[[#This Row],[Practice]]),CurrentBMP[[#This Row],[Average Annual Cost/Unit (county-specific)]])","v":22095.273683585521},null,{"$f":"SUMIFS(Table33[Average Annual Cost],Table33[Stormwater BMP],CurrentBMP[[#This Row],[Practice]])*SUMIFS(CountyAdjustments[King & Hagan Adjustor],CountyAdjustments[County],'BMP Costs'!F$67)","v":22095.273683585521},{"$f":"SUMIFS(Table33[Average Annual Cost],Table33[Stormwater BMP],CurrentBMP[[#This Row],[Practice]])*SUMIFS(CountyAdjustments[King & Hagan Adjustor],CountyAdjustments[County],'BMP Costs'!G$67)","v":22734.393170300806},{"$f":"SUMIFS(Table33[Average Annual Cost],Table33[Stormwater BMP],CurrentBMP[[#This Row],[Practice]])*SUMIFS(CountyAdjustments[King & Hagan Adjustor],CountyAdjustments[County],'BMP Costs'!H$67)","v":22620.264690530221},{"$f":"SUMIFS(Table33[Average Annual Cost],Table33[Stormwater BMP],CurrentBMP[[#This Row],[Practice]])*SUMIFS(CountyAdjustments[King & Hagan Adjustor],CountyAdjustments[County],'BMP Costs'!I$67)","v":22620.264690530221},{"$f":"SUMIFS(Table33[Average Annual Cost],Table33[Stormwater BMP],CurrentBMP[[#This Row],[Practice]])*SUMIFS(CountyAdjustments[King & Hagan Adjustor],CountyAdjustments[County],'BMP Costs'!J$67)","v":22528.96190671375},{"$f":"SUMIFS(Table33[Average Annual Cost],Table33[Stormwater BMP],CurrentBMP[[#This Row],[Practice]])*SUMIFS(CountyAdjustments[King & Hagan Adjustor],CountyAdjustments[County],'BMP Costs'!K$67)","v":22232.227859310227},{"$f":"SUMIFS(Table33[Average Annual Cost],Table33[Stormwater BMP],CurrentBMP[[#This Row],[Practice]])*SUMIFS(CountyAdjustments[King & Hagan Adjustor],CountyAdjustments[County],'BMP Costs'!L$67)","v":22460.484818851401},{"$f":"SUMIFS(Table33[Average Annual Cost],Table33[Stormwater BMP],CurrentBMP[[#This Row],[Practice]])*SUMIFS(CountyAdjustments[King & Hagan Adjustor],CountyAdjustments[County],'BMP Costs'!M$67)","v":22414.833426943165},{"$f":"SUMIFS(Table33[Average Annual Cost],Table33[Stormwater BMP],CurrentBMP[[#This Row],[Practice]])*SUMIFS(CountyAdjustments[King & Hagan Adjustor],CountyAdjustments[County],'BMP Costs'!N$67)","v":22528.96190671375},{"$f":"SUMIFS(Table33[Average Annual Cost],Table33[Stormwater BMP],CurrentBMP[[#This Row],[Practice]])*SUMIFS(CountyAdjustments[King & Hagan Adjustor],CountyAdjustments[County],'BMP Costs'!O$67)","v":22232.227859310227},{"$f":"SUMIFS(Table33[Average Annual Cost],Table33[Stormwater BMP],CurrentBMP[[#This Row],[Practice]])*SUMIFS(CountyAdjustments[King & Hagan Adjustor],CountyAdjustments[County],'BMP Costs'!P$67)","v":22460.484818851401},{"$f":"SUMIFS(Table33[Average Annual Cost],Table33[Stormwater BMP],CurrentBMP[[#This Row],[Practice]])*SUMIFS(CountyAdjustments[King & Hagan Adjustor],CountyAdjustments[County],'BMP Costs'!Q$67)","v":22095.273683585521},{"$f":"SUMIFS(Table33[Average Annual Cost],Table33[Stormwater BMP],CurrentBMP[[#This Row],[Practice]])*SUMIFS(CountyAdjustments[King & Hagan Adjustor],CountyAdjustments[County],'BMP Costs'!R$67)","v":22620.264690530221},{"$f":"SUMIFS(Table33[Average Annual Cost],Table33[Stormwater BMP],CurrentBMP[[#This Row],[Practice]])*SUMIFS(CountyAdjustments[King & Hagan Adjustor],CountyAdjustments[County],'BMP Costs'!S$67)","v":22620.264690530221},{"$f":"SUMIFS(Table33[Average Annual Cost],Table33[Stormwater BMP],CurrentBMP[[#This Row],[Practice]])*SUMIFS(CountyAdjustments[King & Hagan Adjustor],CountyAdjustments[County],'BMP Costs'!T$67)","v":22414.833426943165},{"$f":"SUMIFS(Table33[Average Annual Cost],Table33[Stormwater BMP],CurrentBMP[[#This Row],[Practice]])*SUMIFS(CountyAdjustments[King & Hagan Adjustor],CountyAdjustments[County],'BMP Costs'!U$67)","v":22483.310514805518},{"$f":"SUMIFS(Table33[Average Annual Cost],Table33[Stormwater BMP],CurrentBMP[[#This Row],[Practice]])*SUMIFS(CountyAdjustments[King & Hagan Adjustor],CountyAdjustments[County],'BMP Costs'!V$67)","v":22574.613298621985},{"$f":"SUMIFS(Table33[Average Annual Cost],Table33[Stormwater BMP],CurrentBMP[[#This Row],[Practice]])*SUMIFS(CountyAdjustments[King & Hagan Adjustor],CountyAdjustments[County],'BMP Costs'!W$67)","v":22232.227859310227},{"$f":"SUMIFS(Table33[Average Annual Cost],Table33[Stormwater BMP],CurrentBMP[[#This Row],[Practice]])*SUMIFS(CountyAdjustments[King & Hagan Adjustor],CountyAdjustments[County],'BMP Costs'!X$67)","v":22140.925075493757},{"$f":"SUMIFS(Table33[Average Annual Cost],Table33[Stormwater BMP],CurrentBMP[[#This Row],[Practice]])*SUMIFS(CountyAdjustments[King & Hagan Adjustor],CountyAdjustments[County],'BMP Costs'!Y$67)","v":22528.96190671375},{"$f":"SUMIFS(Table33[Average Annual Cost],Table33[Stormwater BMP],CurrentBMP[[#This Row],[Practice]])*SUMIFS(CountyAdjustments[King & Hagan Adjustor],CountyAdjustments[County],'BMP Costs'!Z$67)","v":22232.227859310227},{"$f":"SUMIFS(Table33[Average Annual Cost],Table33[Stormwater BMP],CurrentBMP[[#This Row],[Practice]])*SUMIFS(CountyAdjustments[King & Hagan Adjustor],CountyAdjustments[County],'BMP Costs'!AA$67)","v":22460.484818851401},{"$f":"SUMIFS(Table33[Average Annual Cost],Table33[Stormwater BMP],CurrentBMP[[#This Row],[Practice]])*SUMIFS(CountyAdjustments[King & Hagan Adjustor],CountyAdjustments[County],'BMP Costs'!AB$67)","v":22140.925075493757},{"$f":"SUMIFS(Table33[Average Annual Cost],Table33[Stormwater BMP],CurrentBMP[[#This Row],[Practice]])*SUMIFS(CountyAdjustments[King & Hagan Adjustor],CountyAdjustments[County],'BMP Costs'!AC$67)","v":22140.925075493757}]
["Permeable Pavers","RR",22095.273683585521,{"$f":"IF(SUMIFS(UserCost[User-Defined Annual Cost per Unit],UserCost[BMP],CurrentBMP[[#This Row],[Practice]])>0,SUMIFS(UserCost[User-Defined Annual Cost per Unit],UserCost[BMP],CurrentBMP[[#This Row],[Practice]]),CurrentBMP[[#This Row],[Average Annual Cost/Unit (county-specific)]])","v":22095.273683585521},null,{"$f":"SUMIFS(Table33[Average Annual Cost],Table33[Stormwater BMP],CurrentBMP[[#This Row],[Practice]])*SUMIFS(CountyAdjustments[King & Hagan Adjustor],CountyAdjustments[County],'BMP Costs'!F$67)","v":22095.273683585521},{"$f":"SUMIFS(Table33[Average Annual Cost],Table33[Stormwater BMP],CurrentBMP[[#This Row],[Practice]])*SUMIFS(CountyAdjustments[King & Hagan Adjustor],CountyAdjustments[County],'BMP Costs'!G$67)","v":22734.393170300806},{"$f":"SUMIFS(Table33[Average Annual Cost],Table33[Stormwater BMP],CurrentBMP[[#This Row],[Practice]])*SUMIFS(CountyAdjustments[King & Hagan Adjustor],CountyAdjustments[County],'BMP Costs'!H$67)","v":22620.264690530221},{"$f":"SUMIFS(Table33[Average Annual Cost],Table33[Stormwater BMP],CurrentBMP[[#This Row],[Practice]])*SUMIFS(CountyAdjustments[King & Hagan Adjustor],CountyAdjustments[County],'BMP Costs'!I$67)","v":22620.264690530221},{"$f":"SUMIFS(Table33[Average Annual Cost],Table33[Stormwater BMP],CurrentBMP[[#This Row],[Practice]])*SUMIFS(CountyAdjustments[King & Hagan Adjustor],CountyAdjustments[County],'BMP Costs'!J$67)","v":22528.96190671375},{"$f":"SUMIFS(Table33[Average Annual Cost],Table33[Stormwater BMP],CurrentBMP[[#This Row],[Practice]])*SUMIFS(CountyAdjustments[King & Hagan Adjustor],CountyAdjustments[County],'BMP Costs'!K$67)","v":22232.227859310227},{"$f":"SUMIFS(Table33[Average Annual Cost],Table33[Stormwater BMP],CurrentBMP[[#This Row],[Practice]])*SUMIFS(CountyAdjustments[King & Hagan Adjustor],CountyAdjustments[County],'BMP Costs'!L$67)","v":22460.484818851401},{"$f":"SUMIFS(Table33[Average Annual Cost],Table33[Stormwater BMP],CurrentBMP[[#This Row],[Practice]])*SUMIFS(CountyAdjustments[King & Hagan Adjustor],CountyAdjustments[County],'BMP Costs'!M$67)","v":22414.833426943165},{"$f":"SUMIFS(Table33[Average Annual Cost],Table33[Stormwater BMP],CurrentBMP[[#This Row],[Practice]])*SUMIFS(CountyAdjustments[King & Hagan Adjustor],CountyAdjustments[County],'BMP Costs'!N$67)","v":22528.96190671375},{"$f":"SUMIFS(Table33[Average Annual Cost],Table33[Stormwater BMP],CurrentBMP[[#This Row],[Practice]])*SUMIFS(CountyAdjustments[King & Hagan Adjustor],CountyAdjustments[County],'BMP Costs'!O$67)","v":22232.227859310227},{"$f":"SUMIFS(Table33[Average Annual Cost],Table33[Stormwater BMP],CurrentBMP[[#This Row],[Practice]])*SUMIFS(CountyAdjustments[King & Hagan Adjustor],CountyAdjustments[County],'BMP Costs'!P$67)","v":22460.484818851401},{"$f":"SUMIFS(Table33[Average Annual Cost],Table33[Stormwater BMP],CurrentBMP[[#This Row],[Practice]])*SUMIFS(CountyAdjustments[King & Hagan Adjustor],CountyAdjustments[County],'BMP Costs'!Q$67)","v":22095.273683585521},{"$f":"SUMIFS(Table33[Average Annual Cost],Table33[Stormwater BMP],CurrentBMP[[#This Row],[Practice]])*SUMIFS(CountyAdjustments[King & Hagan Adjustor],CountyAdjustments[County],'BMP Costs'!R$67)","v":22620.264690530221},{"$f":"SUMIFS(Table33[Average Annual Cost],Table33[Stormwater BMP],CurrentBMP[[#This Row],[Practice]])*SUMIFS(CountyAdjustments[King & Hagan Adjustor],CountyAdjustments[County],'BMP Costs'!S$67)","v":22620.264690530221},{"$f":"SUMIFS(Table33[Average Annual Cost],Table33[Stormwater BMP],CurrentBMP[[#This Row],[Practice]])*SUMIFS(CountyAdjustments[King & Hagan Adjustor],CountyAdjustments[County],'BMP Costs'!T$67)","v":22414.833426943165},{"$f":"SUMIFS(Table33[Average Annual Cost],Table33[Stormwater BMP],CurrentBMP[[#This Row],[Practice]])*SUMIFS(CountyAdjustments[King & Hagan Adjustor],CountyAdjustments[County],'BMP Costs'!U$67)","v":22483.310514805518},{"$f":"SUMIFS(Table33[Average Annual Cost],Table33[Stormwater BMP],CurrentBMP[[#This Row],[Practice]])*SUMIFS(CountyAdjustments[King & Hagan Adjustor],CountyAdjustments[County],'BMP Costs'!V$67)","v":22574.613298621985},{"$f":"SUMIFS(Table33[Average Annual Cost],Table33[Stormwater BMP],CurrentBMP[[#This Row],[Practice]])*SUMIFS(CountyAdjustments[King & Hagan Adjustor],CountyAdjustments[County],'BMP Costs'!W$67)","v":22232.227859310227},{"$f":"SUMIFS(Table33[Average Annual Cost],Table33[Stormwater BMP],CurrentBMP[[#This Row],[Practice]])*SUMIFS(CountyAdjustments[King & Hagan Adjustor],CountyAdjustments[County],'BMP Costs'!X$67)","v":22140.925075493757},{"$f":"SUMIFS(Table33[Average Annual Cost],Table33[Stormwater BMP],CurrentBMP[[#This Row],[Practice]])*SUMIFS(CountyAdjustments[King & Hagan Adjustor],CountyAdjustments[County],'BMP Costs'!Y$67)","v":22528.96190671375},{"$f":"SUMIFS(Table33[Average Annual Cost],Table33[Stormwater BMP],CurrentBMP[[#This Row],[Practice]])*SUMIFS(CountyAdjustments[King & Hagan Adjustor],CountyAdjustments[County],'BMP Costs'!Z$67)","v":22232.227859310227},{"$f":"SUMIFS(Table33[Average Annual Cost],Table33[Stormwater BMP],CurrentBMP[[#This Row],[Practice]])*SUMIFS(CountyAdjustments[King & Hagan Adjustor],CountyAdjustments[County],'BMP Costs'!AA$67)","v":22460.484818851401},{"$f":"SUMIFS(Table33[Average Annual Cost],Table33[Stormwater BMP],CurrentBMP[[#This Row],[Practice]])*SUMIFS(CountyAdjustments[King & Hagan Adjustor],CountyAdjustments[County],'BMP Costs'!AB$67)","v":22140.925075493757},{"$f":"SUMIFS(Table33[Average Annual Cost],Table33[Stormwater BMP],CurrentBMP[[#This Row],[Practice]])*SUMIFS(CountyAdjustments[King & Hagan Adjustor],CountyAdjustments[County],'BMP Costs'!AC$67)","v":22140.925075493757}]
["Rainwater Harvesting","RR",9252.962645547479,{"$f":"IF(SUMIFS(UserCost[User-Defined Annual Cost per Unit],UserCost[BMP],CurrentBMP[[#This Row],[Practice]])>0,SUMIFS(UserCost[User-Defined Annual Cost per Unit],UserCost[BMP],CurrentBMP[[#This Row],[Practice]]),CurrentBMP[[#This Row],[Average Annual Cost/Unit (county-specific)]])","v":9252.962645547479},null,{"$f":"SUMIFS(Table33[Average Annual Cost],Table33[Stormwater BMP],CurrentBMP[[#This Row],[Practice]])*SUMIFS(CountyAdjustments[King & Hagan Adjustor],CountyAdjustments[County],'BMP Costs'!F$67)","v":9252.962645547479},{"$f":"SUMIFS(Table33[Average Annual Cost],Table33[Stormwater BMP],CurrentBMP[[#This Row],[Practice]])*SUMIFS(CountyAdjustments[King & Hagan Adjustor],CountyAdjustments[County],'BMP Costs'!G$67)","v":9520.6103253773654},{"$f":"SUMIFS(Table33[Average Annual Cost],Table33[Stormwater BMP],CurrentBMP[[#This Row],[Practice]])*SUMIFS(CountyAdjustments[King & Hagan Adjustor],CountyAdjustments[County],'BMP Costs'!H$67)","v":9472.8160968363154},{"$f":"SUMIFS(Table33[Average Annual Cost],Table33[Stormwater BMP],CurrentBMP[[#This Row],[Practice]])*SUMIFS(CountyAdjustments[King & Hagan Adjustor],CountyAdjustments[County],'BMP Costs'!I$67)","v":9472.8160968363154},{"$f":"SUMIFS(Table33[Average Annual Cost],Table33[Stormwater BMP],CurrentBMP[[#This Row],[Practice]])*SUMIFS(CountyAdjustments[King & Hagan Adjustor],CountyAdjustments[County],'BMP Costs'!J$67)","v":9434.580714003474},{"$f":"SUMIFS(Table33[Average Annual Cost],Table33[Stormwater BMP],CurrentBMP[[#This Row],[Practice]])*SUMIFS(CountyAdjustments[King & Hagan Adjustor],CountyAdjustments[County],'BMP Costs'!K$67)","v":9310.3157197967412},{"$f":"SUMIFS(Table33[Average Annual Cost],Table33[Stormwater BMP],CurrentBMP[[#This Row],[Practice]])*SUMIFS(CountyAdjustments[King & Hagan Adjustor],CountyAdjustments[County],'BMP Costs'!L$67)","v":9405.9041768788429},{"$f":"SUMIFS(Table33[Average Annual Cost],Table33[Stormwater BMP],CurrentBMP[[#This Row],[Practice]])*SUMIFS(CountyAdjustments[King & Hagan Adjustor],CountyAdjustments[County],'BMP Costs'!M$67)","v":9386.7864854624222},{"$f":"SUMIFS(Table33[Average Annual Cost],Table33[Stormwater BMP],CurrentBMP[[#This Row],[Practice]])*SUMIFS(CountyAdjustments[King & Hagan Adjustor],CountyAdjustments[County],'BMP Costs'!N$67)","v":9434.580714003474},{"$f":"SUMIFS(Table33[Average Annual Cost],Table33[Stormwater BMP],CurrentBMP[[#This Row],[Practice]])*SUMIFS(CountyAdjustments[King & Hagan Adjustor],CountyAdjustments[County],'BMP Costs'!O$67)","v":9310.3157197967412},{"$f":"SUMIFS(Table33[Average Annual Cost],Table33[Stormwater BMP],CurrentBMP[[#This Row],[Practice]])*SUMIFS(CountyAdjustments[King & Hagan Adjustor],CountyAdjustments[County],'BMP Costs'!P$67)","v":9405.9041768788429},{"$f":"SUMIFS(Table33[Average Annual Cost],Table33[Stormwater BMP],CurrentBMP[[#This Row],[Practice]])*SUMIFS(CountyAdjustments[King & Hagan Adjustor],CountyAdjustments[County],'BMP Costs'!Q$67)","v":9252.962645547479},{"$f":"SUMIFS(Table33[Average Annual Cost],Table33[Stormwater BMP],CurrentBMP[[#This Row],[Practice]])*SUMIFS(CountyAdjustments[King & Hagan Adjustor],CountyAdjustments[County],'BMP Costs'!R$67)","v":9472.8160968363154},{"$f":"SUMIFS(Table33[Average Annual Cost],Table33[Stormwater BMP],CurrentBMP[[#This Row],[Practice]])*SUMIFS(CountyAdjustments[King & Hagan Adjustor],CountyAdjustments[County],'BMP Costs'!S$67)","v":9472.8160968363154},{"$f":"SUMIFS(Table33[Average Annual Cost],Table33[Stormwater BMP],CurrentBMP[[#This Row],[Practice]])*SUMIFS(CountyAdjustments[King & Hagan Adjustor],CountyAdjustments[County],'BMP Costs'!T$67)","v":9386.7864854624222},{"$f":"SUMIFS(Table33[Average Annual Cost],Table33[Stormwater BMP],CurrentBMP[[#This Row],[Practice]])*SUMIFS(CountyAdjustments[King & Hagan Adjustor],CountyAdjustments[County],'BMP Costs'!U$67)","v":9415.4630225870533},{"$f":"SUMIFS(Table33[Average Annual Cost],Table33[Stormwater BMP],CurrentBMP[[#This Row],[Practice]])*SUMIFS(CountyAdjustments[King & Hagan Adjustor],CountyAdjustments[County],'BMP Costs'!V$67)","v":9453.6984054198947},{"$f":"SUMIFS(Table33[Average Annual Cost],Table33[Stormwater BMP],CurrentBMP[[#This Row],[Practice]])*SUMIFS(CountyAdjustments[King & Hagan Adjustor],CountyAdjustments[County],'BMP Costs'!W$67)","v":9310.3157197967412},{"$f":"SUMIFS(Table33[Average Annual Cost],Table33[Stormwater BMP],CurrentBMP[[#This Row],[Practice]])*SUMIFS(CountyAdjustments[King & Hagan Adjustor],CountyAdjustments[County],'BMP Costs'!X$67)","v":9272.0803369638998},{"$f":"SUMIFS(Table33[Average Annual Cost],Table33[Stormwater BMP],CurrentBMP[[#This Row],[Practice]])*SUMIFS(CountyAdjustments[King & Hagan Adjustor],CountyAdjustments[County],'BMP Costs'!Y$67)","v":9434.580714003474},{"$f":"SUMIFS(Table33[Average Annual Cost],Table33[Stormwater BMP],CurrentBMP[[#This Row],[Practice]])*SUMIFS(CountyAdjustments[King & Hagan Adjustor],CountyAdjustments[County],'BMP Costs'!Z$67)","v":9310.3157197967412},{"$f":"SUMIFS(Table33[Average Annual Cost],Table33[Stormwater BMP],CurrentBMP[[#This Row],[Practice]])*SUMIFS(CountyAdjustments[King & Hagan Adjustor],CountyAdjustments[County],'BMP Costs'!AA$67)","v":9405.9041768788429},{"$f":"SUMIFS(Table33[Average Annual Cost],Table33[Stormwater BMP],CurrentBMP[[#This Row],[Practice]])*SUMIFS(CountyAdjustments[King & Hagan Adjustor],CountyAdjustments[County],'BMP Costs'!AB$67)","v":9272.0803369638998},{"$f":"SUMIFS(Table33[Average Annual Cost],Table33[Stormwater BMP],CurrentBMP[[#This Row],[Practice]])*SUMIFS(CountyAdjustments[King & Hagan Adjustor],CountyAdjustments[County],'BMP Costs'!AC$67)","v":9272.0803369638998}]
["Stormwater Planter","RR",10681.216915774845,{"$f":"IF(SUMIFS(UserCost[User-Defined Annual Cost per Unit],UserCost[BMP],CurrentBMP[[#This Row],[Practice]])>0,SUMIFS(UserCost[User-Defined Annual Cost per Unit],UserCost[BMP],CurrentBMP[[#This Row],[Practice]]),CurrentBMP[[#This Row],[Average Annual Cost/Unit (county-specific)]])","v":10681.216915774845},null,{"$f":"SUMIFS(Table33[Average Annual Cost],Table33[Stormwater BMP],CurrentBMP[[#This Row],[Practice]])*SUMIFS(CountyAdjustments[King & Hagan Adjustor],CountyAdjustments[County],'BMP Costs'!F$67)","v":10681.216915774845},{"$f":"SUMIFS(Table33[Average Annual Cost],Table33[Stormwater BMP],CurrentBMP[[#This Row],[Practice]])*SUMIFS(CountyAdjustments[King & Hagan Adjustor],CountyAdjustments[County],'BMP Costs'!G$67)","v":10990.177735652629},{"$f":"SUMIFS(Table33[Average Annual Cost],Table33[Stormwater BMP],CurrentBMP[[#This Row],[Practice]])*SUMIFS(CountyAdjustments[King & Hagan Adjustor],CountyAdjustments[County],'BMP Costs'!H$67)","v":10935.006160674453},{"$f":"SUMIFS(Table33[Average Annual Cost],Table33[Stormwater BMP],CurrentBMP[[#This Row],[Practice]])*SUMIFS(CountyAdjustments[King & Hagan Adjustor],CountyAdjustments[County],'BMP Costs'!I$67)","v":10935.006160674453},{"$f":"SUMIFS(Table33[Average Annual Cost],Table33[Stormwater BMP],CurrentBMP[[#This Row],[Practice]])*SUMIFS(CountyAdjustments[King & Hagan Adjustor],CountyAdjustments[County],'BMP Costs'!J$67)","v":10890.868900691912},{"$f":"SUMIFS(Table33[Average Annual Cost],Table33[Stormwater BMP],CurrentBMP[[#This Row],[Practice]])*SUMIFS(CountyAdjustments[King & Hagan Adjustor],CountyAdjustments[County],'BMP Costs'!K$67)","v":10747.422805748654},{"$f":"SUMIFS(Table33[Average Annual Cost],Table33[Stormwater BMP],CurrentBMP[[#This Row],[Practice]])*SUMIFS(CountyAdjustments[King & Hagan Adjustor],CountyAdjustments[County],'BMP Costs'!L$67)","v":10857.765955705006},{"$f":"SUMIFS(Table33[Average Annual Cost],Table33[Stormwater BMP],CurrentBMP[[#This Row],[Practice]])*SUMIFS(CountyAdjustments[King & Hagan Adjustor],CountyAdjustments[County],'BMP Costs'!M$67)","v":10835.697325713736},{"$f":"SUMIFS(Table33[Average Annual Cost],Table33[Stormwater BMP],CurrentBMP[[#This Row],[Practice]])*SUMIFS(CountyAdjustments[King & Hagan Adjustor],CountyAdjustments[County],'BMP Costs'!N$67)","v":10890.868900691912},{"$f":"SUMIFS(Table33[Average Annual Cost],Table33[Stormwater BMP],CurrentBMP[[#This Row],[Practice]])*SUMIFS(CountyAdjustments[King & Hagan Adjustor],CountyAdjustments[County],'BMP Costs'!O$67)","v":10747.422805748654},{"$f":"SUMIFS(Table33[Average Annual Cost],Table33[Stormwater BMP],CurrentBMP[[#This Row],[Practice]])*SUMIFS(CountyAdjustments[King & Hagan Adjustor],CountyAdjustments[County],'BMP Costs'!P$67)","v":10857.765955705006},{"$f":"SUMIFS(Table33[Average Annual Cost],Table33[Stormwater BMP],CurrentBMP[[#This Row],[Practice]])*SUMIFS(CountyAdjustments[King & Hagan Adjustor],CountyAdjustments[County],'BMP Costs'!Q$67)","v":10681.216915774845},{"$f":"SUMIFS(Table33[Average Annual Cost],Table33[Stormwater BMP],CurrentBMP[[#This Row],[Practice]])*SUMIFS(CountyAdjustments[King & Hagan Adjustor],CountyAdjustments[County],'BMP Costs'!R$67)","v":10935.006160674453},{"$f":"SUMIFS(Table33[Average Annual Cost],Table33[Stormwater BMP],CurrentBMP[[#This Row],[Practice]])*SUMIFS(CountyAdjustments[King & Hagan Adjustor],CountyAdjustments[County],'BMP Costs'!S$67)","v":10935.006160674453},{"$f":"SUMIFS(Table33[Average Annual Cost],Table33[Stormwater BMP],CurrentBMP[[#This Row],[Practice]])*SUMIFS(CountyAdjustments[King & Hagan Adjustor],CountyAdjustments[County],'BMP Costs'!T$67)","v":10835.697325713736},{"$f":"SUMIFS(Table33[Average Annual Cost],Table33[Stormwater BMP],CurrentBMP[[#This Row],[Practice]])*SUMIFS(CountyAdjustments[King & Hagan Adjustor],CountyAdjustments[County],'BMP Costs'!U$67)","v":10868.800270700642},{"$f":"SUMIFS(Table33[Average Annual Cost],Table33[Stormwater BMP],CurrentBMP[[#This Row],[Practice]])*SUMIFS(CountyAdjustments[King & Hagan Adjustor],CountyAdjustments[County],'BMP Costs'!V$67)","v":10912.937530683183},{"$f":"SUMIFS(Table33[Average Annual Cost],Table33[Stormwater BMP],CurrentBMP[[#This Row],[Practice]])*SUMIFS(CountyAdjustments[King & Hagan Adjustor],CountyAdjustments[County],'BMP Costs'!W$67)","v":10747.422805748654},{"$f":"SUMIFS(Table33[Average Annual Cost],Table33[Stormwater BMP],CurrentBMP[[#This Row],[Practice]])*SUMIFS(CountyAdjustments[King & Hagan Adjustor],CountyAdjustments[County],'BMP Costs'!X$67)","v":10703.285545766115},{"$f":"SUMIFS(Table33[Average Annual Cost],Table33[Stormwater BMP],CurrentBMP[[#This Row],[Practice]])*SUMIFS(CountyAdjustments[King & Hagan Adjustor],CountyAdjustments[County],'BMP Costs'!Y$67)","v":10890.868900691912},{"$f":"SUMIFS(Table33[Average Annual Cost],Table33[Stormwater BMP],CurrentBMP[[#This Row],[Practice]])*SUMIFS(CountyAdjustments[King & Hagan Adjustor],CountyAdjustments[County],'BMP Costs'!Z$67)","v":10747.422805748654},{"$f":"SUMIFS(Table33[Average Annual Cost],Table33[Stormwater BMP],CurrentBMP[[#This Row],[Practice]])*SUMIFS(CountyAdjustments[King & Hagan Adjustor],CountyAdjustments[County],'BMP Costs'!AA$67)","v":10857.765955705006},{"$f":"SUMIFS(Table33[Average Annual Cost],Table33[Stormwater BMP],CurrentBMP[[#This Row],[Practice]])*SUMIFS(CountyAdjustments[King & Hagan Adjustor],CountyAdjustments[County],'BMP Costs'!AB$67)","v":10703.285545766115},{"$f":"SUMIFS(Table33[Average Annual Cost],Table33[Stormwater BMP],CurrentBMP[[#This Row],[Practice]])*SUMIFS(CountyAdjustments[King & Hagan Adjustor],CountyAdjustments[County],'BMP Costs'!AC$67)","v":10703.285545766115}]
["Green Roof","RR",123059.06393012992,{"$f":"IF(SUMIFS(UserCost[User-Defined Annual Cost per Unit],UserCost[BMP],CurrentBMP[[#This Row],[Practice]])>0,SUMIFS(UserCost[User-Defined Annual Cost per Unit],UserCost[BMP],CurrentBMP[[#This Row],[Practice]]),CurrentBMP[[#This Row],[Average Annual Cost/Unit (county-specific)]])","v":123059.06393012992},null,{"$f":"SUMIFS(Table33[Average Annual Cost],Table33[Stormwater BMP],CurrentBMP[[#This Row],[Practice]])*SUMIFS(CountyAdjustments[King & Hagan Adjustor],CountyAdjustments[County],'BMP Costs'!F$67)","v":123059.06393012992},{"$f":"SUMIFS(Table33[Average Annual Cost],Table33[Stormwater BMP],CurrentBMP[[#This Row],[Practice]])*SUMIFS(CountyAdjustments[King & Hagan Adjustor],CountyAdjustments[County],'BMP Costs'!G$67)","v":126618.62363058823},{"$f":"SUMIFS(Table33[Average Annual Cost],Table33[Stormwater BMP],CurrentBMP[[#This Row],[Practice]])*SUMIFS(CountyAdjustments[King & Hagan Adjustor],CountyAdjustments[County],'BMP Costs'!H$67)","v":125982.98796979211},{"$f":"SUMIFS(Table33[Average Annual Cost],Table33[Stormwater BMP],CurrentBMP[[#This Row],[Practice]])*SUMIFS(CountyAdjustments[King & Hagan Adjustor],CountyAdjustments[County],'BMP Costs'!I$67)","v":125982.98796979211},{"$f":"SUMIFS(Table33[Average Annual Cost],Table33[Stormwater BMP],CurrentBMP[[#This Row],[Practice]])*SUMIFS(CountyAdjustments[King & Hagan Adjustor],CountyAdjustments[County],'BMP Costs'!J$67)","v":125474.4794411552},{"$f":"SUMIFS(Table33[Average Annual Cost],Table33[Stormwater BMP],CurrentBMP[[#This Row],[Practice]])*SUMIFS(CountyAdjustments[King & Hagan Adjustor],CountyAdjustments[County],'BMP Costs'!K$67)","v":123821.82672308528},{"$f":"SUMIFS(Table33[Average Annual Cost],Table33[Stormwater BMP],CurrentBMP[[#This Row],[Practice]])*SUMIFS(CountyAdjustments[King & Hagan Adjustor],CountyAdjustments[County],'BMP Costs'!L$67)","v":125093.09804467754},{"$f":"SUMIFS(Table33[Average Annual Cost],Table33[Stormwater BMP],CurrentBMP[[#This Row],[Practice]])*SUMIFS(CountyAdjustments[King & Hagan Adjustor],CountyAdjustments[County],'BMP Costs'!M$67)","v":124838.84378035908},{"$f":"SUMIFS(Table33[Average Annual Cost],Table33[Stormwater BMP],CurrentBMP[[#This Row],[Practice]])*SUMIFS(CountyAdjustments[King & Hagan Adjustor],CountyAdjustments[County],'BMP Costs'!N$67)","v":125474.4794411552},{"$f":"SUMIFS(Table33[Average Annual Cost],Table33[Stormwater BMP],CurrentBMP[[#This Row],[Practice]])*SUMIFS(CountyAdjustments[King & Hagan Adjustor],CountyAdjustments[County],'BMP Costs'!O$67)","v":123821.82672308528},{"$f":"SUMIFS(Table33[Average Annual Cost],Table33[Stormwater BMP],CurrentBMP[[#This Row],[Practice]])*SUMIFS(CountyAdjustments[King & Hagan Adjustor],CountyAdjustments[County],'BMP Costs'!P$67)","v":125093.09804467754},{"$f":"SUMIFS(Table33[Average Annual Cost],Table33[Stormwater BMP],CurrentBMP[[#This Row],[Practice]])*SUMIFS(CountyAdjustments[King & Hagan Adjustor],CountyAdjustments[County],'BMP Costs'!Q$67)","v":123059.06393012992},{"$f":"SUMIFS(Table33[Average Annual Cost],Table33[Stormwater BMP],CurrentBMP[[#This Row],[Practice]])*SUMIFS(CountyAdjustments[King & Hagan Adjustor],CountyAdjustments[County],'BMP Costs'!R$67)","v":125982.98796979211},{"$f":"SUMIFS(Table33[Average Annual Cost],Table33[Stormwater BMP],CurrentBMP[[#This Row],[Practice]])*SUMIFS(CountyAdjustments[King & Hagan Adjustor],CountyAdjustments[County],'BMP Costs'!S$67)","v":125982.98796979211},{"$f":"SUMIFS(Table33[Average Annual Cost],Table33[Stormwater BMP],CurrentBMP[[#This Row],[Practice]])*SUMIFS(CountyAdjustments[King & Hagan Adjustor],CountyAdjustments[County],'BMP Costs'!T$67)","v":124838.84378035908},{"$f":"SUMIFS(Table33[Average Annual Cost],Table33[Stormwater BMP],CurrentBMP[[#This Row],[Practice]])*SUMIFS(CountyAdjustments[King & Hagan Adjustor],CountyAdjustments[County],'BMP Costs'!U$67)","v":125220.22517683676},{"$f":"SUMIFS(Table33[Average Annual Cost],Table33[Stormwater BMP],CurrentBMP[[#This Row],[Practice]])*SUMIFS(CountyAdjustments[King & Hagan Adjustor],CountyAdjustments[County],'BMP Costs'!V$67)","v":125728.73370547366},{"$f":"SUMIFS(Table33[Average Annual Cost],Table33[Stormwater BMP],CurrentBMP[[#This Row],[Practice]])*SUMIFS(CountyAdjustments[King & Hagan Adjustor],CountyAdjustments[County],'BMP Costs'!W$67)","v":123821.82672308528},{"$f":"SUMIFS(Table33[Average Annual Cost],Table33[Stormwater BMP],CurrentBMP[[#This Row],[Practice]])*SUMIFS(CountyAdjustments[King & Hagan Adjustor],CountyAdjustments[County],'BMP Costs'!X$67)","v":123313.31819444838},{"$f":"SUMIFS(Table33[Average Annual Cost],Table33[Stormwater BMP],CurrentBMP[[#This Row],[Practice]])*SUMIFS(CountyAdjustments[King & Hagan Adjustor],CountyAdjustments[County],'BMP Costs'!Y$67)","v":125474.4794411552},{"$f":"SUMIFS(Table33[Average Annual Cost],Table33[Stormwater BMP],CurrentBMP[[#This Row],[Practice]])*SUMIFS(CountyAdjustments[King & Hagan Adjustor],CountyAdjustments[County],'BMP Costs'!Z$67)","v":123821.82672308528},{"$f":"SUMIFS(Table33[Average Annual Cost],Table33[Stormwater BMP],CurrentBMP[[#This Row],[Practice]])*SUMIFS(CountyAdjustments[King & Hagan Adjustor],CountyAdjustments[County],'BMP Costs'!AA$67)","v":125093.09804467754},{"$f":"SUMIFS(Table33[Average Annual Cost],Table33[Stormwater BMP],CurrentBMP[[#This Row],[Practice]])*SUMIFS(CountyAdjustments[King & Hagan Adjustor],CountyAdjustments[County],'BMP Costs'!AB$67)","v":123313.31819444838},{"$f":"SUMIFS(Table33[Average Annual Cost],Table33[Stormwater BMP],CurrentBMP[[#This Row],[Practice]])*SUMIFS(CountyAdjustments[King & Hagan Adjustor],CountyAdjustments[County],'BMP Costs'!AC$67)","v":123313.31819444838}]
["Downspout Disconnection","RR",29.199441486127885,{"$f":"IF(SUMIFS(UserCost[User-Defined Annual Cost per Unit],UserCost[BMP],CurrentBMP[[#This Row],[Practice]])>0,SUMIFS(UserCost[User-Defined Annual Cost per Unit],UserCost[BMP],CurrentBMP[[#This Row],[Practice]]),CurrentBMP[[#This Row],[Average Annual Cost/Unit (county-specific)]])","v":29.199441486127885},null,{"$f":"SUMIFS(Table33[Average Annual Cost],Table33[Stormwater BMP],CurrentBMP[[#This Row],[Practice]])*SUMIFS(CountyAdjustments[King & Hagan Adjustor],CountyAdjustments[County],'BMP Costs'!F$67)","v":29.199441486127885},{"$f":"SUMIFS(Table33[Average Annual Cost],Table33[Stormwater BMP],CurrentBMP[[#This Row],[Practice]])*SUMIFS(CountyAdjustments[King & Hagan Adjustor],CountyAdjustments[County],'BMP Costs'!G$67)","v":30.044053429941499},{"$f":"SUMIFS(Table33[Average Annual Cost],Table33[Stormwater BMP],CurrentBMP[[#This Row],[Practice]])*SUMIFS(CountyAdjustments[King & Hagan Adjustor],CountyAdjustments[County],'BMP Costs'!H$67)","v":29.893229868546211},{"$f":"SUMIFS(Table33[Average Annual Cost],Table33[Stormwater BMP],CurrentBMP[[#This Row],[Practice]])*SUMIFS(CountyAdjustments[King & Hagan Adjustor],CountyAdjustments[County],'BMP Costs'!I$67)","v":29.893229868546211},{"$f":"SUMIFS(Table33[Average Annual Cost],Table33[Stormwater BMP],CurrentBMP[[#This Row],[Practice]])*SUMIFS(CountyAdjustments[King & Hagan Adjustor],CountyAdjustments[County],'BMP Costs'!J$67)","v":29.772571019429982},{"$f":"SUMIFS(Table33[Average Annual Cost],Table33[Stormwater BMP],CurrentBMP[[#This Row],[Practice]])*SUMIFS(CountyAdjustments[King & Hagan Adjustor],CountyAdjustments[County],'BMP Costs'!K$67)","v":29.380429759802229},{"$f":"SUMIFS(Table33[Average Annual Cost],Table33[Stormwater BMP],CurrentBMP[[#This Row],[Practice]])*SUMIFS(CountyAdjustments[King & Hagan Adjustor],CountyAdjustments[County],'BMP Costs'!L$67)","v":29.682076882592806},{"$f":"SUMIFS(Table33[Average Annual Cost],Table33[Stormwater BMP],CurrentBMP[[#This Row],[Practice]])*SUMIFS(CountyAdjustments[King & Hagan Adjustor],CountyAdjustments[County],'BMP Costs'!M$67)","v":29.62174745803469},{"$f":"SUMIFS(Table33[Average Annual Cost],Table33[Stormwater BMP],CurrentBMP[[#This Row],[Practice]])*SUMIFS(CountyAdjustments[King & Hagan Adjustor],CountyAdjustments[County],'BMP Costs'!N$67)","v":29.772571019429982},{"$f":"SUMIFS(Table33[Average Annual Cost],Table33[Stormwater BMP],CurrentBMP[[#This Row],[Practice]])*SUMIFS(CountyAdjustments[King & Hagan Adjustor],CountyAdjustments[County],'BMP Costs'!O$67)","v":29.380429759802229},{"$f":"SUMIFS(Table33[Average Annual Cost],Table33[Stormwater BMP],CurrentBMP[[#This Row],[Practice]])*SUMIFS(CountyAdjustments[King & Hagan Adjustor],CountyAdjustments[County],'BMP Costs'!P$67)","v":29.682076882592806},{"$f":"SUMIFS(Table33[Average Annual Cost],Table33[Stormwater BMP],CurrentBMP[[#This Row],[Practice]])*SUMIFS(CountyAdjustments[King & Hagan Adjustor],CountyAdjustments[County],'BMP Costs'!Q$67)","v":29.199441486127885},{"$f":"SUMIFS(Table33[Average Annual Cost],Table33[Stormwater BMP],CurrentBMP[[#This Row],[Practice]])*SUMIFS(CountyAdjustments[King & Hagan Adjustor],CountyAdjustments[County],'BMP Costs'!R$67)","v":29.893229868546211},{"$f":"SUMIFS(Table33[Average Annual Cost],Table33[Stormwater BMP],CurrentBMP[[#This Row],[Practice]])*SUMIFS(CountyAdjustments[King & Hagan Adjustor],CountyAdjustments[County],'BMP Costs'!S$67)","v":29.893229868546211},{"$f":"SUMIFS(Table33[Average Annual Cost],Table33[Stormwater BMP],CurrentBMP[[#This Row],[Practice]])*SUMIFS(CountyAdjustments[King & Hagan Adjustor],CountyAdjustments[County],'BMP Costs'!T$67)","v":29.62174745803469},{"$f":"SUMIFS(Table33[Average Annual Cost],Table33[Stormwater BMP],CurrentBMP[[#This Row],[Practice]])*SUMIFS(CountyAdjustments[King & Hagan Adjustor],CountyAdjustments[County],'BMP Costs'!U$67)","v":29.712241594871866},{"$f":"SUMIFS(Table33[Average Annual Cost],Table33[Stormwater BMP],CurrentBMP[[#This Row],[Practice]])*SUMIFS(CountyAdjustments[King & Hagan Adjustor],CountyAdjustments[County],'BMP Costs'!V$67)","v":29.832900443988095},{"$f":"SUMIFS(Table33[Average Annual Cost],Table33[Stormwater BMP],CurrentBMP[[#This Row],[Practice]])*SUMIFS(CountyAdjustments[King & Hagan Adjustor],CountyAdjustments[County],'BMP Costs'!W$67)","v":29.380429759802229},{"$f":"SUMIFS(Table33[Average Annual Cost],Table33[Stormwater BMP],CurrentBMP[[#This Row],[Practice]])*SUMIFS(CountyAdjustments[King & Hagan Adjustor],CountyAdjustments[County],'BMP Costs'!X$67)","v":29.259770910685997},{"$f":"SUMIFS(Table33[Average Annual Cost],Table33[Stormwater BMP],CurrentBMP[[#This Row],[Practice]])*SUMIFS(CountyAdjustments[King & Hagan Adjustor],CountyAdjustments[County],'BMP Costs'!Y$67)","v":29.772571019429982},{"$f":"SUMIFS(Table33[Average Annual Cost],Table33[Stormwater BMP],CurrentBMP[[#This Row],[Practice]])*SUMIFS(CountyAdjustments[King & Hagan Adjustor],CountyAdjustments[County],'BMP Costs'!Z$67)","v":29.380429759802229},{"$f":"SUMIFS(Table33[Average Annual Cost],Table33[Stormwater BMP],CurrentBMP[[#This Row],[Practice]])*SUMIFS(CountyAdjustments[King & Hagan Adjustor],CountyAdjustments[County],'BMP Costs'!AA$67)","v":29.682076882592806},{"$f":"SUMIFS(Table33[Average Annual Cost],Table33[Stormwater BMP],CurrentBMP[[#This Row],[Practice]])*SUMIFS(CountyAdjustments[King & Hagan Adjustor],CountyAdjustments[County],'BMP Costs'!AB$67)","v":29.259770910685997},{"$f":"SUMIFS(Table33[Average Annual Cost],Table33[Stormwater BMP],CurrentBMP[[#This Row],[Practice]])*SUMIFS(CountyAdjustments[King & Hagan Adjustor],CountyAdjustments[County],'BMP Costs'!AC$67)","v":29.259770910685997}]
["Bioretention","RR",4907.1964963570608,{"$f":"IF(SUMIFS(UserCost[User-Defined Annual Cost per Unit],UserCost[BMP],CurrentBMP[[#This Row],[Practice]])>0,SUMIFS(UserCost[User-Defined Annual Cost per Unit],UserCost[BMP],CurrentBMP[[#This Row],[Practice]]),CurrentBMP[[#This Row],[Average Annual Cost/Unit (county-specific)]])","v":4907.1964963570608},null,{"$f":"SUMIFS(Table33[Average Annual Cost],Table33[Stormwater BMP],CurrentBMP[[#This Row],[Practice]])*SUMIFS(CountyAdjustments[King & Hagan Adjustor],CountyAdjustments[County],'BMP Costs'!F$67)","v":4907.1964963570608},{"$f":"SUMIFS(Table33[Average Annual Cost],Table33[Stormwater BMP],CurrentBMP[[#This Row],[Practice]])*SUMIFS(CountyAdjustments[King & Hagan Adjustor],CountyAdjustments[County],'BMP Costs'!G$67)","v":5049.14019666491},{"$f":"SUMIFS(Table33[Average Annual Cost],Table33[Stormwater BMP],CurrentBMP[[#This Row],[Practice]])*SUMIFS(CountyAdjustments[King & Hagan Adjustor],CountyAdjustments[County],'BMP Costs'!H$67)","v":5023.7931073242225},{"$f":"SUMIFS(Table33[Average Annual Cost],Table33[Stormwater BMP],CurrentBMP[[#This Row],[Practice]])*SUMIFS(CountyAdjustments[King & Hagan Adjustor],CountyAdjustments[County],'BMP Costs'!I$67)","v":5023.7931073242225},{"$f":"SUMIFS(Table33[Average Annual Cost],Table33[Stormwater BMP],CurrentBMP[[#This Row],[Practice]])*SUMIFS(CountyAdjustments[King & Hagan Adjustor],CountyAdjustments[County],'BMP Costs'!J$67)","v":5003.5154358516729},{"$f":"SUMIFS(Table33[Average Annual Cost],Table33[Stormwater BMP],CurrentBMP[[#This Row],[Practice]])*SUMIFS(CountyAdjustments[King & Hagan Adjustor],CountyAdjustments[County],'BMP Costs'!K$67)","v":4937.6130035658853},{"$f":"SUMIFS(Table33[Average Annual Cost],Table33[Stormwater BMP],CurrentBMP[[#This Row],[Practice]])*SUMIFS(CountyAdjustments[King & Hagan Adjustor],CountyAdjustments[County],'BMP Costs'!L$67)","v":4988.3071822472602},{"$f":"SUMIFS(Table33[Average Annual Cost],Table33[Stormwater BMP],CurrentBMP[[#This Row],[Practice]])*SUMIFS(CountyAdjustments[King & Hagan Adjustor],CountyAdjustments[County],'BMP Costs'!M$67)","v":4978.1683465109854},{"$f":"SUMIFS(Table33[Average Annual Cost],Table33[Stormwater BMP],CurrentBMP[[#This Row],[Practice]])*SUMIFS(CountyAdjustments[King & Hagan Adjustor],CountyAdjustments[County],'BMP Costs'!N$67)","v":5003.5154358516729},{"$f":"SUMIFS(Table33[Average Annual Cost],Table33[Stormwater BMP],CurrentBMP[[#This Row],[Practice]])*SUMIFS(CountyAdjustments[King & Hagan Adjustor],CountyAdjustments[County],'BMP Costs'!O$67)","v":4937.6130035658853},{"$f":"SUMIFS(Table33[Average Annual Cost],Table33[Stormwater BMP],CurrentBMP[[#This Row],[Practice]])*SUMIFS(CountyAdjustments[King & Hagan Adjustor],CountyAdjustments[County],'BMP Costs'!P$67)","v":4988.3071822472602},{"$f":"SUMIFS(Table33[Average Annual Cost],Table33[Stormwater BMP],CurrentBMP[[#This Row],[Practice]])*SUMIFS(CountyAdjustments[King & Hagan Adjustor],CountyAdjustments[County],'BMP Costs'!Q$67)","v":4907.1964963570608},{"$f":"SUMIFS(Table33[Average Annual Cost],Table33[Stormwater BMP],CurrentBMP[[#This Row],[Practice]])*SUMIFS(CountyAdjustments[King & Hagan Adjustor],CountyAdjustments[County],'BMP Costs'!R$67)","v":5023.7931073242225},{"$f":"SUMIFS(Table33[Average Annual Cost],Table33[Stormwater BMP],CurrentBMP[[#This Row],[Practice]])*SUMIFS(CountyAdjustments[King & Hagan Adjustor],CountyAdjustments[County],'BMP Costs'!S$67)","v":5023.7931073242225},{"$f":"SUMIFS(Table33[Average Annual Cost],Table33[Stormwater BMP],CurrentBMP[[#This Row],[Practice]])*SUMIFS(CountyAdjustments[King & Hagan Adjustor],CountyAdjustments[County],'BMP Costs'!T$67)","v":4978.1683465109854},{"$f":"SUMIFS(Table33[Average Annual Cost],Table33[Stormwater BMP],CurrentBMP[[#This Row],[Practice]])*SUMIFS(CountyAdjustments[King & Hagan Adjustor],CountyAdjustments[County],'BMP Costs'!U$67)","v":4993.3766001153981},{"$f":"SUMIFS(Table33[Average Annual Cost],Table33[Stormwater BMP],CurrentBMP[[#This Row],[Practice]])*SUMIFS(CountyAdjustments[King & Hagan Adjustor],CountyAdjustments[County],'BMP Costs'!V$67)","v":5013.6542715879477},{"$f":"SUMIFS(Table33[Average Annual Cost],Table33[Stormwater BMP],CurrentBMP[[#This Row],[Practice]])*SUMIFS(CountyAdjustments[King & Hagan Adjustor],CountyAdjustments[County],'BMP Costs'!W$67)","v":4937.6130035658853},{"$f":"SUMIFS(Table33[Average Annual Cost],Table33[Stormwater BMP],CurrentBMP[[#This Row],[Practice]])*SUMIFS(CountyAdjustments[King & Hagan Adjustor],CountyAdjustments[County],'BMP Costs'!X$67)","v":4917.3353320933356},{"$f":"SUMIFS(Table33[Average Annual Cost],Table33[Stormwater BMP],CurrentBMP[[#This Row],[Practice]])*SUMIFS(CountyAdjustments[King & Hagan Adjustor],CountyAdjustments[County],'BMP Costs'!Y$67)","v":5003.5154358516729},{"$f":"SUMIFS(Table33[Average Annual Cost],Table33[Stormwater BMP],CurrentBMP[[#This Row],[Practice]])*SUMIFS(CountyAdjustments[King & Hagan Adjustor],CountyAdjustments[County],'BMP Costs'!Z$67)","v":4937.6130035658853},{"$f":"SUMIFS(Table33[Average Annual Cost],Table33[Stormwater BMP],CurrentBMP[[#This Row],[Practice]])*SUMIFS(CountyAdjustments[King & Hagan Adjustor],CountyAdjustments[County],'BMP Costs'!AA$67)","v":4988.3071822472602},{"$f":"SUMIFS(Table33[Average Annual Cost],Table33[Stormwater BMP],CurrentBMP[[#This Row],[Practice]])*SUMIFS(CountyAdjustments[King & Hagan Adjustor],CountyAdjustments[County],'BMP Costs'!AB$67)","v":4917.3353320933356},{"$f":"SUMIFS(Table33[Average Annual Cost],Table33[Stormwater BMP],CurrentBMP[[#This Row],[Practice]])*SUMIFS(CountyAdjustments[King & Hagan Adjustor],CountyAdjustments[County],'BMP Costs'!AC$67)","v":4917.3353320933356}]
["Rain Garden","RR",4907.1964963570608,{"$f":"IF(SUMIFS(UserCost[User-Defined Annual Cost per Unit],UserCost[BMP],CurrentBMP[[#This Row],[Practice]])>0,SUMIFS(UserCost[User-Defined Annual Cost per Unit],UserCost[BMP],CurrentBMP[[#This Row],[Practice]]),CurrentBMP[[#This Row],[Average Annual Cost/Unit (county-specific)]])","v":4907.1964963570608},null,{"$f":"SUMIFS(Table33[Average Annual Cost],Table33[Stormwater BMP],CurrentBMP[[#This Row],[Practice]])*SUMIFS(CountyAdjustments[King & Hagan Adjustor],CountyAdjustments[County],'BMP Costs'!F$67)","v":4907.1964963570608},{"$f":"SUMIFS(Table33[Average Annual Cost],Table33[Stormwater BMP],CurrentBMP[[#This Row],[Practice]])*SUMIFS(CountyAdjustments[King & Hagan Adjustor],CountyAdjustments[County],'BMP Costs'!G$67)","v":5049.14019666491},{"$f":"SUMIFS(Table33[Average Annual Cost],Table33[Stormwater BMP],CurrentBMP[[#This Row],[Practice]])*SUMIFS(CountyAdjustments[King & Hagan Adjustor],CountyAdjustments[County],'BMP Costs'!H$67)","v":5023.7931073242225},{"$f":"SUMIFS(Table33[Average Annual Cost],Table33[Stormwater BMP],CurrentBMP[[#This Row],[Practice]])*SUMIFS(CountyAdjustments[King & Hagan Adjustor],CountyAdjustments[County],'BMP Costs'!I$67)","v":5023.7931073242225},{"$f":"SUMIFS(Table33[Average Annual Cost],Table33[Stormwater BMP],CurrentBMP[[#This Row],[Practice]])*SUMIFS(CountyAdjustments[King & Hagan Adjustor],CountyAdjustments[County],'BMP Costs'!J$67)","v":5003.5154358516729},{"$f":"SUMIFS(Table33[Average Annual Cost],Table33[Stormwater BMP],CurrentBMP[[#This Row],[Practice]])*SUMIFS(CountyAdjustments[King & Hagan Adjustor],CountyAdjustments[County],'BMP Costs'!K$67)","v":4937.6130035658853},{"$f":"SUMIFS(Table33[Average Annual Cost],Table33[Stormwater BMP],CurrentBMP[[#This Row],[Practice]])*SUMIFS(CountyAdjustments[King & Hagan Adjustor],CountyAdjustments[County],'BMP Costs'!L$67)","v":4988.3071822472602},{"$f":"SUMIFS(Table33[Average Annual Cost],Table33[Stormwater BMP],CurrentBMP[[#This Row],[Practice]])*SUMIFS(CountyAdjustments[King & Hagan Adjustor],CountyAdjustments[County],'BMP Costs'!M$67)","v":4978.1683465109854},{"$f":"SUMIFS(Table33[Average Annual Cost],Table33[Stormwater BMP],CurrentBMP[[#This Row],[Practice]])*SUMIFS(CountyAdjustments[King & Hagan Adjustor],CountyAdjustments[County],'BMP Costs'!N$67)","v":5003.5154358516729},{"$f":"SUMIFS(Table33[Average Annual Cost],Table33[Stormwater BMP],CurrentBMP[[#This Row],[Practice]])*SUMIFS(CountyAdjustments[King & Hagan Adjustor],CountyAdjustments[County],'BMP Costs'!O$67)","v":4937.6130035658853},{"$f":"SUMIFS(Table33[Average Annual Cost],Table33[Stormwater BMP],CurrentBMP[[#This Row],[Practice]])*SUMIFS(CountyAdjustments[King & Hagan Adjustor],CountyAdjustments[County],'BMP Costs'!P$67)","v":4988.3071822472602},{"$f":"SUMIFS(Table33[Average Annual Cost],Table33[Stormwater BMP],CurrentBMP[[#This Row],[Practice]])*SUMIFS(CountyAdjustments[King & Hagan Adjustor],CountyAdjustments[County],'BMP Costs'!Q$67)","v":4907.1964963570608},{"$f":"SUMIFS(Table33[Average Annual Cost],Table33[Stormwater BMP],CurrentBMP[[#This Row],[Practice]])*SUMIFS(CountyAdjustments[King & Hagan Adjustor],CountyAdjustments[County],'BMP Costs'!R$67)","v":5023.7931073242225},{"$f":"SUMIFS(Table33[Average Annual Cost],Table33[Stormwater BMP],CurrentBMP[[#This Row],[Practice]])*SUMIFS(CountyAdjustments[King & Hagan Adjustor],CountyAdjustments[County],'BMP Costs'!S$67)","v":5023.7931073242225},{"$f":"SUMIFS(Table33[Average Annual Cost],Table33[Stormwater BMP],CurrentBMP[[#This Row],[Practice]])*SUMIFS(CountyAdjustments[King & Hagan Adjustor],CountyAdjustments[County],'BMP Costs'!T$67)","v":4978.1683465109854},{"$f":"SUMIFS(Table33[Average Annual Cost],Table33[Stormwater BMP],CurrentBMP[[#This Row],[Practice]])*SUMIFS(CountyAdjustments[King & Hagan Adjustor],CountyAdjustments[County],'BMP Costs'!U$67)","v":4993.3766001153981},{"$f":"SUMIFS(Table33[Average Annual Cost],Table33[Stormwater BMP],CurrentBMP[[#This Row],[Practice]])*SUMIFS(CountyAdjustments[King & Hagan Adjustor],CountyAdjustments[County],'BMP Costs'!V$67)","v":5013.6542715879477},{"$f":"SUMIFS(Table33[Average Annual Cost],Table33[Stormwater BMP],CurrentBMP[[#This Row],[Practice]])*SUMIFS(CountyAdjustments[King & Hagan Adjustor],CountyAdjustments[County],'BMP Costs'!W$67)","v":4937.6130035658853},{"$f":"SUMIFS(Table33[Average Annual Cost],Table33[Stormwater BMP],CurrentBMP[[#This Row],[Practice]])*SUMIFS(CountyAdjustments[King & Hagan Adjustor],CountyAdjustments[County],'BMP Costs'!X$67)","v":4917.3353320933356},{"$f":"SUMIFS(Table33[Average Annual Cost],Table33[Stormwater BMP],CurrentBMP[[#This Row],[Practice]])*SUMIFS(CountyAdjustments[King & Hagan Adjustor],CountyAdjustments[County],'BMP Costs'!Y$67)","v":5003.5154358516729},{"$f":"SUMIFS(Table33[Average Annual Cost],Table33[Stormwater BMP],CurrentBMP[[#This Row],[Practice]])*SUMIFS(CountyAdjustments[King & Hagan Adjustor],CountyAdjustments[County],'BMP Costs'!Z$67)","v":4937.6130035658853},{"$f":"SUMIFS(Table33[Average Annual Cost],Table33[Stormwater BMP],CurrentBMP[[#This Row],[Practice]])*SUMIFS(CountyAdjustments[King & Hagan Adjustor],CountyAdjustments[County],'BMP Costs'!AA$67)","v":4988.3071822472602},{"$f":"SUMIFS(Table33[Average Annual Cost],Table33[Stormwater BMP],CurrentBMP[[#This Row],[Practice]])*SUMIFS(CountyAdjustments[King & Hagan Adjustor],CountyAdjustments[County],'BMP Costs'!AB$67)","v":4917.3353320933356},{"$f":"SUMIFS(Table33[Average Annual Cost],Table33[Stormwater BMP],CurrentBMP[[#This Row],[Practice]])*SUMIFS(CountyAdjustments[King & Hagan Adjustor],CountyAdjustments[County],'BMP Costs'!AC$67)","v":4917.3353320933356}]
["Green Streets","ST",13973.977066663467,{"$f":"IF(SUMIFS(UserCost[User-Defined Annual Cost per Unit],UserCost[BMP],CurrentBMP[[#This Row],[Practice]])>0,SUMIFS(UserCost[User-Defined Annual Cost per Unit],UserCost[BMP],CurrentBMP[[#This Row],[Practice]]),CurrentBMP[[#This Row],[Average Annual Cost/Unit (county-specific)]])","v":13973.977066663467},null,{"$f":"SUMIFS(Table33[Average Annual Cost],Table33[Stormwater BMP],CurrentBMP[[#This Row],[Practice]])*SUMIFS(CountyAdjustments[King & Hagan Adjustor],CountyAdjustments[County],'BMP Costs'!F$67)","v":13973.977066663467},{"$f":"SUMIFS(Table33[Average Annual Cost],Table33[Stormwater BMP],CurrentBMP[[#This Row],[Practice]])*SUMIFS(CountyAdjustments[King & Hagan Adjustor],CountyAdjustments[County],'BMP Costs'!G$67)","v":14378.183014872742},{"$f":"SUMIFS(Table33[Average Annual Cost],Table33[Stormwater BMP],CurrentBMP[[#This Row],[Practice]])*SUMIFS(CountyAdjustments[King & Hagan Adjustor],CountyAdjustments[County],'BMP Costs'!H$67)","v":14306.003381263943},{"$f":"SUMIFS(Table33[Average Annual Cost],Table33[Stormwater BMP],CurrentBMP[[#This Row],[Practice]])*SUMIFS(CountyAdjustments[King & Hagan Adjustor],CountyAdjustments[County],'BMP Costs'!I$67)","v":14306.003381263943},{"$f":"SUMIFS(Table33[Average Annual Cost],Table33[Stormwater BMP],CurrentBMP[[#This Row],[Practice]])*SUMIFS(CountyAdjustments[King & Hagan Adjustor],CountyAdjustments[County],'BMP Costs'!J$67)","v":14248.259674376903},{"$f":"SUMIFS(Table33[Average Annual Cost],Table33[Stormwater BMP],CurrentBMP[[#This Row],[Practice]])*SUMIFS(CountyAdjustments[King & Hagan Adjustor],CountyAdjustments[County],'BMP Costs'!K$67)","v":14060.592626994026},{"$f":"SUMIFS(Table33[Average Annual Cost],Table33[Stormwater BMP],CurrentBMP[[#This Row],[Practice]])*SUMIFS(CountyAdjustments[King & Hagan Adjustor],CountyAdjustments[County],'BMP Costs'!L$67)","v":14204.951894211625},{"$f":"SUMIFS(Table33[Average Annual Cost],Table33[Stormwater BMP],CurrentBMP[[#This Row],[Practice]])*SUMIFS(CountyAdjustments[King & Hagan Adjustor],CountyAdjustments[County],'BMP Costs'!M$67)","v":14176.080040768105},{"$f":"SUMIFS(Table33[Average Annual Cost],Table33[Stormwater BMP],CurrentBMP[[#This Row],[Practice]])*SUMIFS(CountyAdjustments[King & Hagan Adjustor],CountyAdjustments[County],'BMP Costs'!N$67)","v":14248.259674376903},{"$f":"SUMIFS(Table33[Average Annual Cost],Table33[Stormwater BMP],CurrentBMP[[#This Row],[Practice]])*SUMIFS(CountyAdjustments[King & Hagan Adjustor],CountyAdjustments[County],'BMP Costs'!O$67)","v":14060.592626994026},{"$f":"SUMIFS(Table33[Average Annual Cost],Table33[Stormwater BMP],CurrentBMP[[#This Row],[Practice]])*SUMIFS(CountyAdjustments[King & Hagan Adjustor],CountyAdjustments[County],'BMP Costs'!P$67)","v":14204.951894211625},{"$f":"SUMIFS(Table33[Average Annual Cost],Table33[Stormwater BMP],CurrentBMP[[#This Row],[Practice]])*SUMIFS(CountyAdjustments[King & Hagan Adjustor],CountyAdjustments[County],'BMP Costs'!Q$67)","v":13973.977066663467},{"$f":"SUMIFS(Table33[Average Annual Cost],Table33[Stormwater BMP],CurrentBMP[[#This Row],[Practice]])*SUMIFS(CountyAdjustments[King & Hagan Adjustor],CountyAdjustments[County],'BMP Costs'!R$67)","v":14306.003381263943},{"$f":"SUMIFS(Table33[Average Annual Cost],Table33[Stormwater BMP],CurrentBMP[[#This Row],[Practice]])*SUMIFS(CountyAdjustments[King & Hagan Adjustor],CountyAdjustments[County],'BMP Costs'!S$67)","v":14306.003381263943},{"$f":"SUMIFS(Table33[Average Annual Cost],Table33[Stormwater BMP],CurrentBMP[[#This Row],[Practice]])*SUMIFS(CountyAdjustments[King & Hagan Adjustor],CountyAdjustments[County],'BMP Costs'!T$67)","v":14176.080040768105},{"$f":"SUMIFS(Table33[Average Annual Cost],Table33[Stormwater BMP],CurrentBMP[[#This Row],[Practice]])*SUMIFS(CountyAdjustments[King & Hagan Adjustor],CountyAdjustments[County],'BMP Costs'!U$67)","v":14219.387820933383},{"$f":"SUMIFS(Table33[Average Annual Cost],Table33[Stormwater BMP],CurrentBMP[[#This Row],[Practice]])*SUMIFS(CountyAdjustments[King & Hagan Adjustor],CountyAdjustments[County],'BMP Costs'!V$67)","v":14277.131527820424},{"$f":"SUMIFS(Table33[Average Annual Cost],Table33[Stormwater BMP],CurrentBMP[[#This Row],[Practice]])*SUMIFS(CountyAdjustments[King & Hagan Adjustor],CountyAdjustments[County],'BMP Costs'!W$67)","v":14060.592626994026},{"$f":"SUMIFS(Table33[Average Annual Cost],Table33[Stormwater BMP],CurrentBMP[[#This Row],[Practice]])*SUMIFS(CountyAdjustments[King & Hagan Adjustor],CountyAdjustments[County],'BMP Costs'!X$67)","v":14002.848920106988},{"$f":"SUMIFS(Table33[Average Annual Cost],Table33[Stormwater BMP],CurrentBMP[[#This Row],[Practice]])*SUMIFS(CountyAdjustments[King & Hagan Adjustor],CountyAdjustments[County],'BMP Costs'!Y$67)","v":14248.259674376903},{"$f":"SUMIFS(Table33[Average Annual Cost],Table33[Stormwater BMP],CurrentBMP[[#This Row],[Practice]])*SUMIFS(CountyAdjustments[King & Hagan Adjustor],CountyAdjustments[County],'BMP Costs'!Z$67)","v":14060.592626994026},{"$f":"SUMIFS(Table33[Average Annual Cost],Table33[Stormwater BMP],CurrentBMP[[#This Row],[Practice]])*SUMIFS(CountyAdjustments[King & Hagan Adjustor],CountyAdjustments[County],'BMP Costs'!AA$67)","v":14204.951894211625},{"$f":"SUMIFS(Table33[Average Annual Cost],Table33[Stormwater BMP],CurrentBMP[[#This Row],[Practice]])*SUMIFS(CountyAdjustments[King & Hagan Adjustor],CountyAdjustments[County],'BMP Costs'!AB$67)","v":14002.848920106988},{"$f":"SUMIFS(Table33[Average Annual Cost],Table33[Stormwater BMP],CurrentBMP[[#This Row],[Practice]])*SUMIFS(CountyAdjustments[King & Hagan Adjustor],CountyAdjustments[County],'BMP Costs'!AC$67)","v":14002.848920106988}]
["Vegetated Filter Strips","RR",2438.1493357780741,{"$f":"IF(SUMIFS(UserCost[User-Defined Annual Cost per Unit],UserCost[BMP],CurrentBMP[[#This Row],[Practice]])>0,SUMIFS(UserCost[User-Defined Annual Cost per Unit],UserCost[BMP],CurrentBMP[[#This Row],[Practice]]),CurrentBMP[[#This Row],[Average Annual Cost/Unit (county-specific)]])","v":2438.1493357780741},null,{"$f":"SUMIFS(Table33[Average Annual Cost],Table33[Stormwater BMP],CurrentBMP[[#This Row],[Practice]])*SUMIFS(CountyAdjustments[King & Hagan Adjustor],CountyAdjustments[County],'BMP Costs'!F$67)","v":2438.1493357780741},{"$f":"SUMIFS(Table33[Average Annual Cost],Table33[Stormwater BMP],CurrentBMP[[#This Row],[Practice]])*SUMIFS(CountyAdjustments[King & Hagan Adjustor],CountyAdjustments[County],'BMP Costs'!G$67)","v":2508.6743165650432},{"$f":"SUMIFS(Table33[Average Annual Cost],Table33[Stormwater BMP],CurrentBMP[[#This Row],[Practice]])*SUMIFS(CountyAdjustments[King & Hagan Adjustor],CountyAdjustments[County],'BMP Costs'!H$67)","v":2496.0805699959415},{"$f":"SUMIFS(Table33[Average Annual Cost],Table33[Stormwater BMP],CurrentBMP[[#This Row],[Practice]])*SUMIFS(CountyAdjustments[King & Hagan Adjustor],CountyAdjustments[County],'BMP Costs'!I$67)","v":2496.0805699959415},{"$f":"SUMIFS(Table33[Average Annual Cost],Table33[Stormwater BMP],CurrentBMP[[#This Row],[Practice]])*SUMIFS(CountyAdjustments[King & Hagan Adjustor],CountyAdjustments[County],'BMP Costs'!J$67)","v":2486.0055727406602},{"$f":"SUMIFS(Table33[Average Annual Cost],Table33[Stormwater BMP],CurrentBMP[[#This Row],[Practice]])*SUMIFS(CountyAdjustments[King & Hagan Adjustor],CountyAdjustments[County],'BMP Costs'!K$67)","v":2453.261831660996},{"$f":"SUMIFS(Table33[Average Annual Cost],Table33[Stormwater BMP],CurrentBMP[[#This Row],[Practice]])*SUMIFS(CountyAdjustments[King & Hagan Adjustor],CountyAdjustments[County],'BMP Costs'!L$67)","v":2478.4493247991991},{"$f":"SUMIFS(Table33[Average Annual Cost],Table33[Stormwater BMP],CurrentBMP[[#This Row],[Practice]])*SUMIFS(CountyAdjustments[King & Hagan Adjustor],CountyAdjustments[County],'BMP Costs'!M$67)","v":2473.4118261715585},{"$f":"SUMIFS(Table33[Average Annual Cost],Table33[Stormwater BMP],CurrentBMP[[#This Row],[Practice]])*SUMIFS(CountyAdjustments[King & Hagan Adjustor],CountyAdjustments[County],'BMP Costs'!N$67)","v":2486.0055727406602},{"$f":"SUMIFS(Table33[Average Annual Cost],Table33[Stormwater BMP],CurrentBMP[[#This Row],[Practice]])*SUMIFS(CountyAdjustments[King & Hagan Adjustor],CountyAdjustments[County],'BMP Costs'!O$67)","v":2453.261831660996},{"$f":"SUMIFS(Table33[Average Annual Cost],Table33[Stormwater BMP],CurrentBMP[[#This Row],[Practice]])*SUMIFS(CountyAdjustments[King & Hagan Adjustor],CountyAdjustments[County],'BMP Costs'!P$67)","v":2478.4493247991991},{"$f":"SUMIFS(Table33[Average Annual Cost],Table33[Stormwater BMP],CurrentBMP[[#This Row],[Practice]])*SUMIFS(CountyAdjustments[King & Hagan Adjustor],CountyAdjustments[County],'BMP Costs'!Q$67)","v":2438.1493357780741},{"$f":"SUMIFS(Table33[Average Annual Cost],Table33[Stormwater BMP],CurrentBMP[[#This Row],[Practice]])*SUMIFS(CountyAdjustments[King & Hagan Adjustor],CountyAdjustments[County],'BMP Costs'!R$67)","v":2496.0805699959415},{"$f":"SUMIFS(Table33[Average Annual Cost],Table33[Stormwater BMP],CurrentBMP[[#This Row],[Practice]])*SUMIFS(CountyAdjustments[King & Hagan Adjustor],CountyAdjustments[County],'BMP Costs'!S$67)","v":2496.0805699959415},{"$f":"SUMIFS(Table33[Average Annual Cost],Table33[Stormwater BMP],CurrentBMP[[#This Row],[Practice]])*SUMIFS(CountyAdjustments[King & Hagan Adjustor],CountyAdjustments[County],'BMP Costs'!T$67)","v":2473.4118261715585},{"$f":"SUMIFS(Table33[Average Annual Cost],Table33[Stormwater BMP],CurrentBMP[[#This Row],[Practice]])*SUMIFS(CountyAdjustments[King & Hagan Adjustor],CountyAdjustments[County],'BMP Costs'!U$67)","v":2480.9680741130196},{"$f":"SUMIFS(Table33[Average Annual Cost],Table33[Stormwater BMP],CurrentBMP[[#This Row],[Practice]])*SUMIFS(CountyAdjustments[King & Hagan Adjustor],CountyAdjustments[County],'BMP Costs'!V$67)","v":2491.0430713683008},{"$f":"SUMIFS(Table33[Average Annual Cost],Table33[Stormwater BMP],CurrentBMP[[#This Row],[Practice]])*SUMIFS(CountyAdjustments[King & Hagan Adjustor],CountyAdjustments[County],'BMP Costs'!W$67)","v":2453.261831660996},{"$f":"SUMIFS(Table33[Average Annual Cost],Table33[Stormwater BMP],CurrentBMP[[#This Row],[Practice]])*SUMIFS(CountyAdjustments[King & Hagan Adjustor],CountyAdjustments[County],'BMP Costs'!X$67)","v":2443.1868344057148},{"$f":"SUMIFS(Table33[Average Annual Cost],Table33[Stormwater BMP],CurrentBMP[[#This Row],[Practice]])*SUMIFS(CountyAdjustments[King & Hagan Adjustor],CountyAdjustments[County],'BMP Costs'!Y$67)","v":2486.0055727406602},{"$f":"SUMIFS(Table33[Average Annual Cost],Table33[Stormwater BMP],CurrentBMP[[#This Row],[Practice]])*SUMIFS(CountyAdjustments[King & Hagan Adjustor],CountyAdjustments[County],'BMP Costs'!Z$67)","v":2453.261831660996},{"$f":"SUMIFS(Table33[Average Annual Cost],Table33[Stormwater BMP],CurrentBMP[[#This Row],[Practice]])*SUMIFS(CountyAdjustments[King & Hagan Adjustor],CountyAdjustments[County],'BMP Costs'!AA$67)","v":2478.4493247991991},{"$f":"SUMIFS(Table33[Average Annual Cost],Table33[Stormwater BMP],CurrentBMP[[#This Row],[Practice]])*SUMIFS(CountyAdjustments[King & Hagan Adjustor],CountyAdjustments[County],'BMP Costs'!AB$67)","v":2443.1868344057148},{"$f":"SUMIFS(Table33[Average Annual Cost],Table33[Stormwater BMP],CurrentBMP[[#This Row],[Practice]])*SUMIFS(CountyAdjustments[King & Hagan Adjustor],CountyAdjustments[County],'BMP Costs'!AC$67)","v":2443.1868344057148}]
["Hydrodynamic and Filtering Practices","RR",6395.5635203802221,{"$f":"IF(SUMIFS(UserCost[User-Defined Annual Cost per Unit],UserCost[BMP],CurrentBMP[[#This Row],[Practice]])>0,SUMIFS(UserCost[User-Defined Annual Cost per Unit],UserCost[BMP],CurrentBMP[[#This Row],[Practice]]),CurrentBMP[[#This Row],[Average Annual Cost/Unit (county-specific)]])","v":6395.5635203802221},null,{"$f":"SUMIFS(Table33[Average Annual Cost],Table33[Stormwater BMP],CurrentBMP[[#This Row],[Practice]])*SUMIFS(CountyAdjustments[King & Hagan Adjustor],CountyAdjustments[County],'BMP Costs'!F$67)","v":6395.5635203802221},{"$f":"SUMIFS(Table33[Average Annual Cost],Table33[Stormwater BMP],CurrentBMP[[#This Row],[Practice]])*SUMIFS(CountyAdjustments[King & Hagan Adjustor],CountyAdjustments[County],'BMP Costs'!G$67)","v":6580.559159399485},{"$f":"SUMIFS(Table33[Average Annual Cost],Table33[Stormwater BMP],CurrentBMP[[#This Row],[Practice]])*SUMIFS(CountyAdjustments[King & Hagan Adjustor],CountyAdjustments[County],'BMP Costs'!H$67)","v":6547.5242238603305},{"$f":"SUMIFS(Table33[Average Annual Cost],Table33[Stormwater BMP],CurrentBMP[[#This Row],[Practice]])*SUMIFS(CountyAdjustments[King & Hagan Adjustor],CountyAdjustments[County],'BMP Costs'!I$67)","v":6547.5242238603305},{"$f":"SUMIFS(Table33[Average Annual Cost],Table33[Stormwater BMP],CurrentBMP[[#This Row],[Practice]])*SUMIFS(CountyAdjustments[King & Hagan Adjustor],CountyAdjustments[County],'BMP Costs'!J$67)","v":6521.0962754290076},{"$f":"SUMIFS(Table33[Average Annual Cost],Table33[Stormwater BMP],CurrentBMP[[#This Row],[Practice]])*SUMIFS(CountyAdjustments[King & Hagan Adjustor],CountyAdjustments[County],'BMP Costs'!K$67)","v":6435.2054430272065},{"$f":"SUMIFS(Table33[Average Annual Cost],Table33[Stormwater BMP],CurrentBMP[[#This Row],[Practice]])*SUMIFS(CountyAdjustments[King & Hagan Adjustor],CountyAdjustments[County],'BMP Costs'!L$67)","v":6501.2753141055146},{"$f":"SUMIFS(Table33[Average Annual Cost],Table33[Stormwater BMP],CurrentBMP[[#This Row],[Practice]])*SUMIFS(CountyAdjustments[King & Hagan Adjustor],CountyAdjustments[County],'BMP Costs'!M$67)","v":6488.0613398898531},{"$f":"SUMIFS(Table33[Average Annual Cost],Table33[Stormwater BMP],CurrentBMP[[#This Row],[Practice]])*SUMIFS(CountyAdjustments[King & Hagan Adjustor],CountyAdjustments[County],'BMP Costs'!N$67)","v":6521.0962754290076},{"$f":"SUMIFS(Table33[Average Annual Cost],Table33[Stormwater BMP],CurrentBMP[[#This Row],[Practice]])*SUMIFS(CountyAdjustments[King & Hagan Adjustor],CountyAdjustments[County],'BMP Costs'!O$67)","v":6435.2054430272065},{"$f":"SUMIFS(Table33[Average Annual Cost],Table33[Stormwater BMP],CurrentBMP[[#This Row],[Practice]])*SUMIFS(CountyAdjustments[King & Hagan Adjustor],CountyAdjustments[County],'BMP Costs'!P$67)","v":6501.2753141055146},{"$f":"SUMIFS(Table33[Average Annual Cost],Table33[Stormwater BMP],CurrentBMP[[#This Row],[Practice]])*SUMIFS(CountyAdjustments[King & Hagan Adjustor],CountyAdjustments[County],'BMP Costs'!Q$67)","v":6395.5635203802221},{"$f":"SUMIFS(Table33[Average Annual Cost],Table33[Stormwater BMP],CurrentBMP[[#This Row],[Practice]])*SUMIFS(CountyAdjustments[King & Hagan Adjustor],CountyAdjustments[County],'BMP Costs'!R$67)","v":6547.5242238603305},{"$f":"SUMIFS(Table33[Average Annual Cost],Table33[Stormwater BMP],CurrentBMP[[#This Row],[Practice]])*SUMIFS(CountyAdjustments[King & Hagan Adjustor],CountyAdjustments[County],'BMP Costs'!S$67)","v":6547.5242238603305},{"$f":"SUMIFS(Table33[Average Annual Cost],Table33[Stormwater BMP],CurrentBMP[[#This Row],[Practice]])*SUMIFS(CountyAdjustments[King & Hagan Adjustor],CountyAdjustments[County],'BMP Costs'!T$67)","v":6488.0613398898531},{"$f":"SUMIFS(Table33[Average Annual Cost],Table33[Stormwater BMP],CurrentBMP[[#This Row],[Practice]])*SUMIFS(CountyAdjustments[King & Hagan Adjustor],CountyAdjustments[County],'BMP Costs'!U$67)","v":6507.8823012133453},{"$f":"SUMIFS(Table33[Average Annual Cost],Table33[Stormwater BMP],CurrentBMP[[#This Row],[Practice]])*SUMIFS(CountyAdjustments[King & Hagan Adjustor],CountyAdjustments[County],'BMP Costs'!V$67)","v":6534.3102496446691},{"$f":"SUMIFS(Table33[Average Annual Cost],Table33[Stormwater BMP],CurrentBMP[[#This Row],[Practice]])*SUMIFS(CountyAdjustments[King & Hagan Adjustor],CountyAdjustments[County],'BMP Costs'!W$67)","v":6435.2054430272065},{"$f":"SUMIFS(Table33[Average Annual Cost],Table33[Stormwater BMP],CurrentBMP[[#This Row],[Practice]])*SUMIFS(CountyAdjustments[King & Hagan Adjustor],CountyAdjustments[County],'BMP Costs'!X$67)","v":6408.7774945958836},{"$f":"SUMIFS(Table33[Average Annual Cost],Table33[Stormwater BMP],CurrentBMP[[#This Row],[Practice]])*SUMIFS(CountyAdjustments[King & Hagan Adjustor],CountyAdjustments[County],'BMP Costs'!Y$67)","v":6521.0962754290076},{"$f":"SUMIFS(Table33[Average Annual Cost],Table33[Stormwater BMP],CurrentBMP[[#This Row],[Practice]])*SUMIFS(CountyAdjustments[King & Hagan Adjustor],CountyAdjustments[County],'BMP Costs'!Z$67)","v":6435.2054430272065},{"$f":"SUMIFS(Table33[Average Annual Cost],Table33[Stormwater BMP],CurrentBMP[[#This Row],[Practice]])*SUMIFS(CountyAdjustments[King & Hagan Adjustor],CountyAdjustments[County],'BMP Costs'!AA$67)","v":6501.2753141055146},{"$f":"SUMIFS(Table33[Average Annual Cost],Table33[Stormwater BMP],CurrentBMP[[#This Row],[Practice]])*SUMIFS(CountyAdjustments[King & Hagan Adjustor],CountyAdjustments[County],'BMP Costs'!AB$67)","v":6408.7774945958836},{"$f":"SUMIFS(Table33[Average Annual Cost],Table33[Stormwater BMP],CurrentBMP[[#This Row],[Practice]])*SUMIFS(CountyAdjustments[King & Hagan Adjustor],CountyAdjustments[County],'BMP Costs'!AC$67)","v":6408.7774945958836}]
["Infiltration","ST",5265.9761843106126,{"$f":"IF(SUMIFS(UserCost[User-Defined Annual Cost per Unit],UserCost[BMP],CurrentBMP[[#This Row],[Practice]])>0,SUMIFS(UserCost[User-Defined Annual Cost per Unit],UserCost[BMP],CurrentBMP[[#This Row],[Practice]]),CurrentBMP[[#This Row],[Average Annual Cost/Unit (county-specific)]])","v":5265.9761843106126},null,{"$f":"SUMIFS(Table33[Average Annual Cost],Table33[Stormwater BMP],CurrentBMP[[#This Row],[Practice]])*SUMIFS(CountyAdjustments[King & Hagan Adjustor],CountyAdjustments[County],'BMP Costs'!F$67)","v":5265.9761843106126},{"$f":"SUMIFS(Table33[Average Annual Cost],Table33[Stormwater BMP],CurrentBMP[[#This Row],[Practice]])*SUMIFS(CountyAdjustments[King & Hagan Adjustor],CountyAdjustments[County],'BMP Costs'!G$67)","v":5418.2978094766222},{"$f":"SUMIFS(Table33[Average Annual Cost],Table33[Stormwater BMP],CurrentBMP[[#This Row],[Practice]])*SUMIFS(CountyAdjustments[King & Hagan Adjustor],CountyAdjustments[County],'BMP Costs'!H$67)","v":5391.0975192684064},{"$f":"SUMIFS(Table33[Average Annual Cost],Table33[Stormwater BMP],CurrentBMP[[#This Row],[Practice]])*SUMIFS(CountyAdjustments[King & Hagan Adjustor],CountyAdjustments[County],'BMP Costs'!I$67)","v":5391.0975192684064},{"$f":"SUMIFS(Table33[Average Annual Cost],Table33[Stormwater BMP],CurrentBMP[[#This Row],[Practice]])*SUMIFS(CountyAdjustments[King & Hagan Adjustor],CountyAdjustments[County],'BMP Costs'!J$67)","v":5369.3372871018337},{"$f":"SUMIFS(Table33[Average Annual Cost],Table33[Stormwater BMP],CurrentBMP[[#This Row],[Practice]])*SUMIFS(CountyAdjustments[King & Hagan Adjustor],CountyAdjustments[County],'BMP Costs'!K$67)","v":5298.6165325604716},{"$f":"SUMIFS(Table33[Average Annual Cost],Table33[Stormwater BMP],CurrentBMP[[#This Row],[Practice]])*SUMIFS(CountyAdjustments[King & Hagan Adjustor],CountyAdjustments[County],'BMP Costs'!L$67)","v":5353.0171129769033},{"$f":"SUMIFS(Table33[Average Annual Cost],Table33[Stormwater BMP],CurrentBMP[[#This Row],[Practice]])*SUMIFS(CountyAdjustments[King & Hagan Adjustor],CountyAdjustments[County],'BMP Costs'!M$67)","v":5342.1369968936169},{"$f":"SUMIFS(Table33[Average Annual Cost],Table33[Stormwater BMP],CurrentBMP[[#This Row],[Practice]])*SUMIFS(CountyAdjustments[King & Hagan Adjustor],CountyAdjustments[County],'BMP Costs'!N$67)","v":5369.3372871018337},{"$f":"SUMIFS(Table33[Average Annual Cost],Table33[Stormwater BMP],CurrentBMP[[#This Row],[Practice]])*SUMIFS(CountyAdjustments[King & Hagan Adjustor],CountyAdjustments[County],'BMP Costs'!O$67)","v":5298.6165325604716},{"$f":"SUMIFS(Table33[Average Annual Cost],Table33[Stormwater BMP],CurrentBMP[[#This Row],[Practice]])*SUMIFS(CountyAdjustments[King & Hagan Adjustor],CountyAdjustments[County],'BMP Costs'!P$67)","v":5353.0171129769033},{"$f":"SUMIFS(Table33[Average Annual Cost],Table33[Stormwater BMP],CurrentBMP[[#This Row],[Practice]])*SUMIFS(CountyAdjustments[King & Hagan Adjustor],CountyAdjustments[County],'BMP Costs'!Q$67)","v":5265.9761843106126},{"$f":"SUMIFS(Table33[Average Annual Cost],Table33[Stormwater BMP],CurrentBMP[[#This Row],[Practice]])*SUMIFS(CountyAdjustments[King & Hagan Adjustor],CountyAdjustments[County],'BMP Costs'!R$67)","v":5391.0975192684064},{"$f":"SUMIFS(Table33[Average Annual Cost],Table33[Stormwater BMP],CurrentBMP[[#This Row],[Practice]])*SUMIFS(CountyAdjustments[King & Hagan Adjustor],CountyAdjustments[County],'BMP Costs'!S$67)","v":5391.0975192684064},{"$f":"SUMIFS(Table33[Average Annual Cost],Table33[Stormwater BMP],CurrentBMP[[#This Row],[Practice]])*SUMIFS(CountyAdjustments[King & Hagan Adjustor],CountyAdjustments[County],'BMP Costs'!T$67)","v":5342.1369968936169},{"$f":"SUMIFS(Table33[Average Annual Cost],Table33[Stormwater BMP],CurrentBMP[[#This Row],[Practice]])*SUMIFS(CountyAdjustments[King & Hagan Adjustor],CountyAdjustments[County],'BMP Costs'!U$67)","v":5358.4571710185473},{"$f":"SUMIFS(Table33[Average Annual Cost],Table33[Stormwater BMP],CurrentBMP[[#This Row],[Practice]])*SUMIFS(CountyAdjustments[King & Hagan Adjustor],CountyAdjustments[County],'BMP Costs'!V$67)","v":5380.21740318512},{"$f":"SUMIFS(Table33[Average Annual Cost],Table33[Stormwater BMP],CurrentBMP[[#This Row],[Practice]])*SUMIFS(CountyAdjustments[King & Hagan Adjustor],CountyAdjustments[County],'BMP Costs'!W$67)","v":5298.6165325604716},{"$f":"SUMIFS(Table33[Average Annual Cost],Table33[Stormwater BMP],CurrentBMP[[#This Row],[Practice]])*SUMIFS(CountyAdjustments[King & Hagan Adjustor],CountyAdjustments[County],'BMP Costs'!X$67)","v":5276.8563003938989},{"$f":"SUMIFS(Table33[Average Annual Cost],Table33[Stormwater BMP],CurrentBMP[[#This Row],[Practice]])*SUMIFS(CountyAdjustments[King & Hagan Adjustor],CountyAdjustments[County],'BMP Costs'!Y$67)","v":5369.3372871018337},{"$f":"SUMIFS(Table33[Average Annual Cost],Table33[Stormwater BMP],CurrentBMP[[#This Row],[Practice]])*SUMIFS(CountyAdjustments[King & Hagan Adjustor],CountyAdjustments[County],'BMP Costs'!Z$67)","v":5298.6165325604716},{"$f":"SUMIFS(Table33[Average Annual Cost],Table33[Stormwater BMP],CurrentBMP[[#This Row],[Practice]])*SUMIFS(CountyAdjustments[King & Hagan Adjustor],CountyAdjustments[County],'BMP Costs'!AA$67)","v":5353.0171129769033},{"$f":"SUMIFS(Table33[Average Annual Cost],Table33[Stormwater BMP],CurrentBMP[[#This Row],[Practice]])*SUMIFS(CountyAdjustments[King & Hagan Adjustor],CountyAdjustments[County],'BMP Costs'!AB$67)","v":5276.8563003938989},{"$f":"SUMIFS(Table33[Average Annual Cost],Table33[Stormwater BMP],CurrentBMP[[#This Row],[Practice]])*SUMIFS(CountyAdjustments[King & Hagan Adjustor],CountyAdjustments[County],'BMP Costs'!AC$67)","v":5276.8563003938989}]
["Stormwater Tree Pits/Structural Soils","RR",28760.083780228524,{"$f":"IF(SUMIFS(UserCost[User-Defined Annual Cost per Unit],UserCost[BMP],CurrentBMP[[#This Row],[Practice]])>0,SUMIFS(UserCost[User-Defined Annual Cost per Unit],UserCost[BMP],CurrentBMP[[#This Row],[Practice]]),CurrentBMP[[#This Row],[Average Annual Cost/Unit (county-specific)]])","v":28760.083780228524},null,{"$f":"SUMIFS(Table33[Average Annual Cost],Table33[Stormwater BMP],CurrentBMP[[#This Row],[Practice]])*SUMIFS(CountyAdjustments[King & Hagan Adjustor],CountyAdjustments[County],'BMP Costs'!F$67)","v":28760.083780228524},{"$f":"SUMIFS(Table33[Average Annual Cost],Table33[Stormwater BMP],CurrentBMP[[#This Row],[Practice]])*SUMIFS(CountyAdjustments[King & Hagan Adjustor],CountyAdjustments[County],'BMP Costs'!G$67)","v":29591.987030069846},{"$f":"SUMIFS(Table33[Average Annual Cost],Table33[Stormwater BMP],CurrentBMP[[#This Row],[Practice]])*SUMIFS(CountyAdjustments[King & Hagan Adjustor],CountyAdjustments[County],'BMP Costs'!H$67)","v":29443.432878312469},{"$f":"SUMIFS(Table33[Average Annual Cost],Table33[Stormwater BMP],CurrentBMP[[#This Row],[Practice]])*SUMIFS(CountyAdjustments[King & Hagan Adjustor],CountyAdjustments[County],'BMP Costs'!I$67)","v":29443.432878312469},{"$f":"SUMIFS(Table33[Average Annual Cost],Table33[Stormwater BMP],CurrentBMP[[#This Row],[Practice]])*SUMIFS(CountyAdjustments[King & Hagan Adjustor],CountyAdjustments[County],'BMP Costs'!J$67)","v":29324.589556906565},{"$f":"SUMIFS(Table33[Average Annual Cost],Table33[Stormwater BMP],CurrentBMP[[#This Row],[Practice]])*SUMIFS(CountyAdjustments[King & Hagan Adjustor],CountyAdjustments[County],'BMP Costs'!K$67)","v":28938.34876233738},{"$f":"SUMIFS(Table33[Average Annual Cost],Table33[Stormwater BMP],CurrentBMP[[#This Row],[Practice]])*SUMIFS(CountyAdjustments[King & Hagan Adjustor],CountyAdjustments[County],'BMP Costs'!L$67)","v":29235.457065852137},{"$f":"SUMIFS(Table33[Average Annual Cost],Table33[Stormwater BMP],CurrentBMP[[#This Row],[Practice]])*SUMIFS(CountyAdjustments[King & Hagan Adjustor],CountyAdjustments[County],'BMP Costs'!M$67)","v":29176.035405149185},{"$f":"SUMIFS(Table33[Average Annual Cost],Table33[Stormwater BMP],CurrentBMP[[#This Row],[Practice]])*SUMIFS(CountyAdjustments[King & Hagan Adjustor],CountyAdjustments[County],'BMP Costs'!N$67)","v":29324.589556906565},{"$f":"SUMIFS(Table33[Average Annual Cost],Table33[Stormwater BMP],CurrentBMP[[#This Row],[Practice]])*SUMIFS(CountyAdjustments[King & Hagan Adjustor],CountyAdjustments[County],'BMP Costs'!O$67)","v":28938.34876233738},{"$f":"SUMIFS(Table33[Average Annual Cost],Table33[Stormwater BMP],CurrentBMP[[#This Row],[Practice]])*SUMIFS(CountyAdjustments[King & Hagan Adjustor],CountyAdjustments[County],'BMP Costs'!P$67)","v":29235.457065852137},{"$f":"SUMIFS(Table33[Average Annual Cost],Table33[Stormwater BMP],CurrentBMP[[#This Row],[Practice]])*SUMIFS(CountyAdjustments[King & Hagan Adjustor],CountyAdjustments[County],'BMP Costs'!Q$67)","v":28760.083780228524},{"$f":"SUMIFS(Table33[Average Annual Cost],Table33[Stormwater BMP],CurrentBMP[[#This Row],[Practice]])*SUMIFS(CountyAdjustments[King & Hagan Adjustor],CountyAdjustments[County],'BMP Costs'!R$67)","v":29443.432878312469},{"$f":"SUMIFS(Table33[Average Annual Cost],Table33[Stormwater BMP],CurrentBMP[[#This Row],[Practice]])*SUMIFS(CountyAdjustments[King & Hagan Adjustor],CountyAdjustments[County],'BMP Costs'!S$67)","v":29443.432878312469},{"$f":"SUMIFS(Table33[Average Annual Cost],Table33[Stormwater BMP],CurrentBMP[[#This Row],[Practice]])*SUMIFS(CountyAdjustments[King & Hagan Adjustor],CountyAdjustments[County],'BMP Costs'!T$67)","v":29176.035405149185},{"$f":"SUMIFS(Table33[Average Annual Cost],Table33[Stormwater BMP],CurrentBMP[[#This Row],[Practice]])*SUMIFS(CountyAdjustments[King & Hagan Adjustor],CountyAdjustments[County],'BMP Costs'!U$67)","v":29265.167896203613},{"$f":"SUMIFS(Table33[Average Annual Cost],Table33[Stormwater BMP],CurrentBMP[[#This Row],[Practice]])*SUMIFS(CountyAdjustments[King & Hagan Adjustor],CountyAdjustments[County],'BMP Costs'!V$67)","v":29384.011217609517},{"$f":"SUMIFS(Table33[Average Annual Cost],Table33[Stormwater BMP],CurrentBMP[[#This Row],[Practice]])*SUMIFS(CountyAdjustments[King & Hagan Adjustor],CountyAdjustments[County],'BMP Costs'!W$67)","v":28938.34876233738},{"$f":"SUMIFS(Table33[Average Annual Cost],Table33[Stormwater BMP],CurrentBMP[[#This Row],[Practice]])*SUMIFS(CountyAdjustments[King & Hagan Adjustor],CountyAdjustments[County],'BMP Costs'!X$67)","v":28819.505440931476},{"$f":"SUMIFS(Table33[Average Annual Cost],Table33[Stormwater BMP],CurrentBMP[[#This Row],[Practice]])*SUMIFS(CountyAdjustments[King & Hagan Adjustor],CountyAdjustments[County],'BMP Costs'!Y$67)","v":29324.589556906565},{"$f":"SUMIFS(Table33[Average Annual Cost],Table33[Stormwater BMP],CurrentBMP[[#This Row],[Practice]])*SUMIFS(CountyAdjustments[King & Hagan Adjustor],CountyAdjustments[County],'BMP Costs'!Z$67)","v":28938.34876233738},{"$f":"SUMIFS(Table33[Average Annual Cost],Table33[Stormwater BMP],CurrentBMP[[#This Row],[Practice]])*SUMIFS(CountyAdjustments[King & Hagan Adjustor],CountyAdjustments[County],'BMP Costs'!AA$67)","v":29235.457065852137},{"$f":"SUMIFS(Table33[Average Annual Cost],Table33[Stormwater BMP],CurrentBMP[[#This Row],[Practice]])*SUMIFS(CountyAdjustments[King & Hagan Adjustor],CountyAdjustments[County],'BMP Costs'!AB$67)","v":28819.505440931476},{"$f":"SUMIFS(Table33[Average Annual Cost],Table33[Stormwater BMP],CurrentBMP[[#This Row],[Practice]])*SUMIFS(CountyAdjustments[King & Hagan Adjustor],CountyAdjustments[County],'BMP Costs'!AC$67)","v":28819.505440931476}]
["Sand Filter","ST",5417.9552152440738,{"$f":"IF(SUMIFS(UserCost[User-Defined Annual Cost per Unit],UserCost[BMP],CurrentBMP[[#This Row],[Practice]])>0,SUMIFS(UserCost[User-Defined Annual Cost per Unit],UserCost[BMP],CurrentBMP[[#This Row],[Practice]]),CurrentBMP[[#This Row],[Average Annual Cost/Unit (county-specific)]])","v":5417.9552152440738},null,{"$f":"SUMIFS(Table33[Average Annual Cost],Table33[Stormwater BMP],CurrentBMP[[#This Row],[Practice]])*SUMIFS(CountyAdjustments[King & Hagan Adjustor],CountyAdjustments[County],'BMP Costs'!F$67)","v":5417.9552152440738},{"$f":"SUMIFS(Table33[Average Annual Cost],Table33[Stormwater BMP],CurrentBMP[[#This Row],[Practice]])*SUMIFS(CountyAdjustments[King & Hagan Adjustor],CountyAdjustments[County],'BMP Costs'!G$67)","v":5574.6729280817126},{"$f":"SUMIFS(Table33[Average Annual Cost],Table33[Stormwater BMP],CurrentBMP[[#This Row],[Practice]])*SUMIFS(CountyAdjustments[King & Hagan Adjustor],CountyAdjustments[County],'BMP Costs'!H$67)","v":5546.687622217848},{"$f":"SUMIFS(Table33[Average Annual Cost],Table33[Stormwater BMP],CurrentBMP[[#This Row],[Practice]])*SUMIFS(CountyAdjustments[King & Hagan Adjustor],CountyAdjustments[County],'BMP Costs'!I$67)","v":5546.687622217848},{"$f":"SUMIFS(Table33[Average Annual Cost],Table33[Stormwater BMP],CurrentBMP[[#This Row],[Practice]])*SUMIFS(CountyAdjustments[King & Hagan Adjustor],CountyAdjustments[County],'BMP Costs'!J$67)","v":5524.2993775267569},{"$f":"SUMIFS(Table33[Average Annual Cost],Table33[Stormwater BMP],CurrentBMP[[#This Row],[Practice]])*SUMIFS(CountyAdjustments[King & Hagan Adjustor],CountyAdjustments[County],'BMP Costs'!K$67)","v":5451.5375822807109},{"$f":"SUMIFS(Table33[Average Annual Cost],Table33[Stormwater BMP],CurrentBMP[[#This Row],[Practice]])*SUMIFS(CountyAdjustments[King & Hagan Adjustor],CountyAdjustments[County],'BMP Costs'!L$67)","v":5507.5081940084392},{"$f":"SUMIFS(Table33[Average Annual Cost],Table33[Stormwater BMP],CurrentBMP[[#This Row],[Practice]])*SUMIFS(CountyAdjustments[King & Hagan Adjustor],CountyAdjustments[County],'BMP Costs'!M$67)","v":5496.3140716628932},{"$f":"SUMIFS(Table33[Average Annual Cost],Table33[Stormwater BMP],CurrentBMP[[#This Row],[Practice]])*SUMIFS(CountyAdjustments[King & Hagan Adjustor],CountyAdjustments[County],'BMP Costs'!N$67)","v":5524.2993775267569},{"$f":"SUMIFS(Table33[Average Annual Cost],Table33[Stormwater BMP],CurrentBMP[[#This Row],[Practice]])*SUMIFS(CountyAdjustments[King & Hagan Adjustor],CountyAdjustments[County],'BMP Costs'!O$67)","v":5451.5375822807109},{"$f":"SUMIFS(Table33[Average Annual Cost],Table33[Stormwater BMP],CurrentBMP[[#This Row],[Practice]])*SUMIFS(CountyAdjustments[King & Hagan Adjustor],CountyAdjustments[County],'BMP Costs'!P$67)","v":5507.5081940084392},{"$f":"SUMIFS(Table33[Average Annual Cost],Table33[Stormwater BMP],CurrentBMP[[#This Row],[Practice]])*SUMIFS(CountyAdjustments[King & Hagan Adjustor],CountyAdjustments[County],'BMP Costs'!Q$67)","v":5417.9552152440738},{"$f":"SUMIFS(Table33[Average Annual Cost],Table33[Stormwater BMP],CurrentBMP[[#This Row],[Practice]])*SUMIFS(CountyAdjustments[King & Hagan Adjustor],CountyAdjustments[County],'BMP Costs'!R$67)","v":5546.687622217848},{"$f":"SUMIFS(Table33[Average Annual Cost],Table33[Stormwater BMP],CurrentBMP[[#This Row],[Practice]])*SUMIFS(CountyAdjustments[King & Hagan Adjustor],CountyAdjustments[County],'BMP Costs'!S$67)","v":5546.687622217848},{"$f":"SUMIFS(Table33[Average Annual Cost],Table33[Stormwater BMP],CurrentBMP[[#This Row],[Practice]])*SUMIFS(CountyAdjustments[King & Hagan Adjustor],CountyAdjustments[County],'BMP Costs'!T$67)","v":5496.3140716628932},{"$f":"SUMIFS(Table33[Average Annual Cost],Table33[Stormwater BMP],CurrentBMP[[#This Row],[Practice]])*SUMIFS(CountyAdjustments[King & Hagan Adjustor],CountyAdjustments[County],'BMP Costs'!U$67)","v":5513.1052551812118},{"$f":"SUMIFS(Table33[Average Annual Cost],Table33[Stormwater BMP],CurrentBMP[[#This Row],[Practice]])*SUMIFS(CountyAdjustments[King & Hagan Adjustor],CountyAdjustments[County],'BMP Costs'!V$67)","v":5535.4934998723029},{"$f":"SUMIFS(Table33[Average Annual Cost],Table33[Stormwater BMP],CurrentBMP[[#This Row],[Practice]])*SUMIFS(CountyAdjustments[King & Hagan Adjustor],CountyAdjustments[County],'BMP Costs'!W$67)","v":5451.5375822807109},{"$f":"SUMIFS(Table33[Average Annual Cost],Table33[Stormwater BMP],CurrentBMP[[#This Row],[Practice]])*SUMIFS(CountyAdjustments[King & Hagan Adjustor],CountyAdjustments[County],'BMP Costs'!X$67)","v":5429.1493375896198},{"$f":"SUMIFS(Table33[Average Annual Cost],Table33[Stormwater BMP],CurrentBMP[[#This Row],[Practice]])*SUMIFS(CountyAdjustments[King & Hagan Adjustor],CountyAdjustments[County],'BMP Costs'!Y$67)","v":5524.2993775267569},{"$f":"SUMIFS(Table33[Average Annual Cost],Table33[Stormwater BMP],CurrentBMP[[#This Row],[Practice]])*SUMIFS(CountyAdjustments[King & Hagan Adjustor],CountyAdjustments[County],'BMP Costs'!Z$67)","v":5451.5375822807109},{"$f":"SUMIFS(Table33[Average Annual Cost],Table33[Stormwater BMP],CurrentBMP[[#This Row],[Practice]])*SUMIFS(CountyAdjustments[King & Hagan Adjustor],CountyAdjustments[County],'BMP Costs'!AA$67)","v":5507.5081940084392},{"$f":"SUMIFS(Table33[Average Annual Cost],Table33[Stormwater BMP],CurrentBMP[[#This Row],[Practice]])*SUMIFS(CountyAdjustments[King & Hagan Adjustor],CountyAdjustments[County],'BMP Costs'!AB$67)","v":5429.1493375896198},{"$f":"SUMIFS(Table33[Average Annual Cost],Table33[Stormwater BMP],CurrentBMP[[#This Row],[Practice]])*SUMIFS(CountyAdjustments[King & Hagan Adjustor],CountyAdjustments[County],'BMP Costs'!AC$67)","v":5429.1493375896198}]
["Dry Swale/Bioswale","ST",3908.2211302877399,{"$f":"IF(SUMIFS(UserCost[User-Defined Annual Cost per Unit],UserCost[BMP],CurrentBMP[[#This Row],[Practice]])>0,SUMIFS(UserCost[User-Defined Annual Cost per Unit],UserCost[BMP],CurrentBMP[[#This Row],[Practice]]),CurrentBMP[[#This Row],[Average Annual Cost/Unit (county-specific)]])","v":3908.2211302877399},null,{"$f":"SUMIFS(Table33[Average Annual Cost],Table33[Stormwater BMP],CurrentBMP[[#This Row],[Practice]])*SUMIFS(CountyAdjustments[King & Hagan Adjustor],CountyAdjustments[County],'BMP Costs'!F$67)","v":3908.2211302877399},{"$f":"SUMIFS(Table33[Average Annual Cost],Table33[Stormwater BMP],CurrentBMP[[#This Row],[Practice]])*SUMIFS(CountyAdjustments[King & Hagan Adjustor],CountyAdjustments[County],'BMP Costs'!G$67)","v":4021.2688489324269},{"$f":"SUMIFS(Table33[Average Annual Cost],Table33[Stormwater BMP],CurrentBMP[[#This Row],[Practice]])*SUMIFS(CountyAdjustments[King & Hagan Adjustor],CountyAdjustments[County],'BMP Costs'!H$67)","v":4001.0817563173041},{"$f":"SUMIFS(Table33[Average Annual Cost],Table33[Stormwater BMP],CurrentBMP[[#This Row],[Practice]])*SUMIFS(CountyAdjustments[King & Hagan Adjustor],CountyAdjustments[County],'BMP Costs'!I$67)","v":4001.0817563173041},{"$f":"SUMIFS(Table33[Average Annual Cost],Table33[Stormwater BMP],CurrentBMP[[#This Row],[Practice]])*SUMIFS(CountyAdjustments[King & Hagan Adjustor],CountyAdjustments[County],'BMP Costs'!J$67)","v":3984.9320822252062},{"$f":"SUMIFS(Table33[Average Annual Cost],Table33[Stormwater BMP],CurrentBMP[[#This Row],[Practice]])*SUMIFS(CountyAdjustments[King & Hagan Adjustor],CountyAdjustments[County],'BMP Costs'!K$67)","v":3932.4456414258871},{"$f":"SUMIFS(Table33[Average Annual Cost],Table33[Stormwater BMP],CurrentBMP[[#This Row],[Practice]])*SUMIFS(CountyAdjustments[King & Hagan Adjustor],CountyAdjustments[County],'BMP Costs'!L$67)","v":3972.8198266561321},{"$f":"SUMIFS(Table33[Average Annual Cost],Table33[Stormwater BMP],CurrentBMP[[#This Row],[Practice]])*SUMIFS(CountyAdjustments[King & Hagan Adjustor],CountyAdjustments[County],'BMP Costs'!M$67)","v":3964.7449896100834},{"$f":"SUMIFS(Table33[Average Annual Cost],Table33[Stormwater BMP],CurrentBMP[[#This Row],[Practice]])*SUMIFS(CountyAdjustments[King & Hagan Adjustor],CountyAdjustments[County],'BMP Costs'!N$67)","v":3984.9320822252062},{"$f":"SUMIFS(Table33[Average Annual Cost],Table33[Stormwater BMP],CurrentBMP[[#This Row],[Practice]])*SUMIFS(CountyAdjustments[King & Hagan Adjustor],CountyAdjustments[County],'BMP Costs'!O$67)","v":3932.4456414258871},{"$f":"SUMIFS(Table33[Average Annual Cost],Table33[Stormwater BMP],CurrentBMP[[#This Row],[Practice]])*SUMIFS(CountyAdjustments[King & Hagan Adjustor],CountyAdjustments[County],'BMP Costs'!P$67)","v":3972.8198266561321},{"$f":"SUMIFS(Table33[Average Annual Cost],Table33[Stormwater BMP],CurrentBMP[[#This Row],[Practice]])*SUMIFS(CountyAdjustments[King & Hagan Adjustor],CountyAdjustments[County],'BMP Costs'!Q$67)","v":3908.2211302877399},{"$f":"SUMIFS(Table33[Average Annual Cost],Table33[Stormwater BMP],CurrentBMP[[#This Row],[Practice]])*SUMIFS(CountyAdjustments[King & Hagan Adjustor],CountyAdjustments[County],'BMP Costs'!R$67)","v":4001.0817563173041},{"$f":"SUMIFS(Table33[Average Annual Cost],Table33[Stormwater BMP],CurrentBMP[[#This Row],[Practice]])*SUMIFS(CountyAdjustments[King & Hagan Adjustor],CountyAdjustments[County],'BMP Costs'!S$67)","v":4001.0817563173041},{"$f":"SUMIFS(Table33[Average Annual Cost],Table33[Stormwater BMP],CurrentBMP[[#This Row],[Practice]])*SUMIFS(CountyAdjustments[King & Hagan Adjustor],CountyAdjustments[County],'BMP Costs'!T$67)","v":3964.7449896100834},{"$f":"SUMIFS(Table33[Average Annual Cost],Table33[Stormwater BMP],CurrentBMP[[#This Row],[Practice]])*SUMIFS(CountyAdjustments[King & Hagan Adjustor],CountyAdjustments[County],'BMP Costs'!U$67)","v":3976.857245179157},{"$f":"SUMIFS(Table33[Average Annual Cost],Table33[Stormwater BMP],CurrentBMP[[#This Row],[Practice]])*SUMIFS(CountyAdjustments[King & Hagan Adjustor],CountyAdjustments[County],'BMP Costs'!V$67)","v":3993.0069192712549},{"$f":"SUMIFS(Table33[Average Annual Cost],Table33[Stormwater BMP],CurrentBMP[[#This Row],[Practice]])*SUMIFS(CountyAdjustments[King & Hagan Adjustor],CountyAdjustments[County],'BMP Costs'!W$67)","v":3932.4456414258871},{"$f":"SUMIFS(Table33[Average Annual Cost],Table33[Stormwater BMP],CurrentBMP[[#This Row],[Practice]])*SUMIFS(CountyAdjustments[King & Hagan Adjustor],CountyAdjustments[County],'BMP Costs'!X$67)","v":3916.2959673337891},{"$f":"SUMIFS(Table33[Average Annual Cost],Table33[Stormwater BMP],CurrentBMP[[#This Row],[Practice]])*SUMIFS(CountyAdjustments[King & Hagan Adjustor],CountyAdjustments[County],'BMP Costs'!Y$67)","v":3984.9320822252062},{"$f":"SUMIFS(Table33[Average Annual Cost],Table33[Stormwater BMP],CurrentBMP[[#This Row],[Practice]])*SUMIFS(CountyAdjustments[King & Hagan Adjustor],CountyAdjustments[County],'BMP Costs'!Z$67)","v":3932.4456414258871},{"$f":"SUMIFS(Table33[Average Annual Cost],Table33[Stormwater BMP],CurrentBMP[[#This Row],[Practice]])*SUMIFS(CountyAdjustments[King & Hagan Adjustor],CountyAdjustments[County],'BMP Costs'!AA$67)","v":3972.8198266561321},{"$f":"SUMIFS(Table33[Average Annual Cost],Table33[Stormwater BMP],CurrentBMP[[#This Row],[Practice]])*SUMIFS(CountyAdjustments[King & Hagan Adjustor],CountyAdjustments[County],'BMP Costs'!AB$67)","v":3916.2959673337891},{"$f":"SUMIFS(Table33[Average Annual Cost],Table33[Stormwater BMP],CurrentBMP[[#This Row],[Practice]])*SUMIFS(CountyAdjustments[King & Hagan Adjustor],CountyAdjustments[County],'BMP Costs'!AC$67)","v":3916.2959673337891}]
["Wet Swale","RR",2368.1834215533595,{"$f":"IF(SUMIFS(UserCost[User-Defined Annual Cost per Unit],UserCost[BMP],CurrentBMP[[#This Row],[Practice]])>0,SUMIFS(UserCost[User-Defined Annual Cost per Unit],UserCost[BMP],CurrentBMP[[#This Row],[Practice]]),CurrentBMP[[#This Row],[Average Annual Cost/Unit (county-specific)]])","v":2368.1834215533595},null,{"$f":"SUMIFS(Table33[Average Annual Cost],Table33[Stormwater BMP],CurrentBMP[[#This Row],[Practice]])*SUMIFS(CountyAdjustments[King & Hagan Adjustor],CountyAdjustments[County],'BMP Costs'!F$67)","v":2368.1834215533595},{"$f":"SUMIFS(Table33[Average Annual Cost],Table33[Stormwater BMP],CurrentBMP[[#This Row],[Practice]])*SUMIFS(CountyAdjustments[King & Hagan Adjustor],CountyAdjustments[County],'BMP Costs'!G$67)","v":2436.6845949040767},{"$f":"SUMIFS(Table33[Average Annual Cost],Table33[Stormwater BMP],CurrentBMP[[#This Row],[Practice]])*SUMIFS(CountyAdjustments[King & Hagan Adjustor],CountyAdjustments[County],'BMP Costs'!H$67)","v":2424.4522425200203},{"$f":"SUMIFS(Table33[Average Annual Cost],Table33[Stormwater BMP],CurrentBMP[[#This Row],[Practice]])*SUMIFS(CountyAdjustments[King & Hagan Adjustor],CountyAdjustments[County],'BMP Costs'!I$67)","v":2424.4522425200203},{"$f":"SUMIFS(Table33[Average Annual Cost],Table33[Stormwater BMP],CurrentBMP[[#This Row],[Practice]])*SUMIFS(CountyAdjustments[King & Hagan Adjustor],CountyAdjustments[County],'BMP Costs'!J$67)","v":2414.666360612775},{"$f":"SUMIFS(Table33[Average Annual Cost],Table33[Stormwater BMP],CurrentBMP[[#This Row],[Practice]])*SUMIFS(CountyAdjustments[King & Hagan Adjustor],CountyAdjustments[County],'BMP Costs'!K$67)","v":2382.8622444142275},{"$f":"SUMIFS(Table33[Average Annual Cost],Table33[Stormwater BMP],CurrentBMP[[#This Row],[Practice]])*SUMIFS(CountyAdjustments[King & Hagan Adjustor],CountyAdjustments[County],'BMP Costs'!L$67)","v":2407.3269491823407},{"$f":"SUMIFS(Table33[Average Annual Cost],Table33[Stormwater BMP],CurrentBMP[[#This Row],[Practice]])*SUMIFS(CountyAdjustments[King & Hagan Adjustor],CountyAdjustments[County],'BMP Costs'!M$67)","v":2402.4340082287181},{"$f":"SUMIFS(Table33[Average Annual Cost],Table33[Stormwater BMP],CurrentBMP[[#This Row],[Practice]])*SUMIFS(CountyAdjustments[King & Hagan Adjustor],CountyAdjustments[County],'BMP Costs'!N$67)","v":2414.666360612775},{"$f":"SUMIFS(Table33[Average Annual Cost],Table33[Stormwater BMP],CurrentBMP[[#This Row],[Practice]])*SUMIFS(CountyAdjustments[King & Hagan Adjustor],CountyAdjustments[County],'BMP Costs'!O$67)","v":2382.8622444142275},{"$f":"SUMIFS(Table33[Average Annual Cost],Table33[Stormwater BMP],CurrentBMP[[#This Row],[Practice]])*SUMIFS(CountyAdjustments[King & Hagan Adjustor],CountyAdjustments[County],'BMP Costs'!P$67)","v":2407.3269491823407},{"$f":"SUMIFS(Table33[Average Annual Cost],Table33[Stormwater BMP],CurrentBMP[[#This Row],[Practice]])*SUMIFS(CountyAdjustments[King & Hagan Adjustor],CountyAdjustments[County],'BMP Costs'!Q$67)","v":2368.1834215533595},{"$f":"SUMIFS(Table33[Average Annual Cost],Table33[Stormwater BMP],CurrentBMP[[#This Row],[Practice]])*SUMIFS(CountyAdjustments[King & Hagan Adjustor],CountyAdjustments[County],'BMP Costs'!R$67)","v":2424.4522425200203},{"$f":"SUMIFS(Table33[Average Annual Cost],Table33[Stormwater BMP],CurrentBMP[[#This Row],[Practice]])*SUMIFS(CountyAdjustments[King & Hagan Adjustor],CountyAdjustments[County],'BMP Costs'!S$67)","v":2424.4522425200203},{"$f":"SUMIFS(Table33[Average Annual Cost],Table33[Stormwater BMP],CurrentBMP[[#This Row],[Practice]])*SUMIFS(CountyAdjustments[King & Hagan Adjustor],CountyAdjustments[County],'BMP Costs'!T$67)","v":2402.4340082287181},{"$f":"SUMIFS(Table33[Average Annual Cost],Table33[Stormwater BMP],CurrentBMP[[#This Row],[Practice]])*SUMIFS(CountyAdjustments[King & Hagan Adjustor],CountyAdjustments[County],'BMP Costs'!U$67)","v":2409.7734196591523},{"$f":"SUMIFS(Table33[Average Annual Cost],Table33[Stormwater BMP],CurrentBMP[[#This Row],[Practice]])*SUMIFS(CountyAdjustments[King & Hagan Adjustor],CountyAdjustments[County],'BMP Costs'!V$67)","v":2419.5593015663976},{"$f":"SUMIFS(Table33[Average Annual Cost],Table33[Stormwater BMP],CurrentBMP[[#This Row],[Practice]])*SUMIFS(CountyAdjustments[King & Hagan Adjustor],CountyAdjustments[County],'BMP Costs'!W$67)","v":2382.8622444142275},{"$f":"SUMIFS(Table33[Average Annual Cost],Table33[Stormwater BMP],CurrentBMP[[#This Row],[Practice]])*SUMIFS(CountyAdjustments[King & Hagan Adjustor],CountyAdjustments[County],'BMP Costs'!X$67)","v":2373.0763625069822},{"$f":"SUMIFS(Table33[Average Annual Cost],Table33[Stormwater BMP],CurrentBMP[[#This Row],[Practice]])*SUMIFS(CountyAdjustments[King & Hagan Adjustor],CountyAdjustments[County],'BMP Costs'!Y$67)","v":2414.666360612775},{"$f":"SUMIFS(Table33[Average Annual Cost],Table33[Stormwater BMP],CurrentBMP[[#This Row],[Practice]])*SUMIFS(CountyAdjustments[King & Hagan Adjustor],CountyAdjustments[County],'BMP Costs'!Z$67)","v":2382.8622444142275},{"$f":"SUMIFS(Table33[Average Annual Cost],Table33[Stormwater BMP],CurrentBMP[[#This Row],[Practice]])*SUMIFS(CountyAdjustments[King & Hagan Adjustor],CountyAdjustments[County],'BMP Costs'!AA$67)","v":2407.3269491823407},{"$f":"SUMIFS(Table33[Average Annual Cost],Table33[Stormwater BMP],CurrentBMP[[#This Row],[Practice]])*SUMIFS(CountyAdjustments[King & Hagan Adjustor],CountyAdjustments[County],'BMP Costs'!AB$67)","v":2373.0763625069822},{"$f":"SUMIFS(Table33[Average Annual Cost],Table33[Stormwater BMP],CurrentBMP[[#This Row],[Practice]])*SUMIFS(CountyAdjustments[King & Hagan Adjustor],CountyAdjustments[County],'BMP Costs'!AC$67)","v":2373.0763625069822}]
["Vegetated Open Channels","NA",2368.1834215533595,{"$f":"IF(SUMIFS(UserCost[User-Defined Annual Cost per Unit],UserCost[BMP],CurrentBMP[[#This Row],[Practice]])>0,SUMIFS(UserCost[User-Defined Annual Cost per Unit],UserCost[BMP],CurrentBMP[[#This Row],[Practice]]),CurrentBMP[[#This Row],[Average Annual Cost/Unit (county-specific)]])","v":2368.1834215533595},null,{"$f":"SUMIFS(Table33[Average Annual Cost],Table33[Stormwater BMP],CurrentBMP[[#This Row],[Practice]])*SUMIFS(CountyAdjustments[King & Hagan Adjustor],CountyAdjustments[County],'BMP Costs'!F$67)","v":2368.1834215533595},{"$f":"SUMIFS(Table33[Average Annual Cost],Table33[Stormwater BMP],CurrentBMP[[#This Row],[Practice]])*SUMIFS(CountyAdjustments[King & Hagan Adjustor],CountyAdjustments[County],'BMP Costs'!G$67)","v":2436.6845949040767},{"$f":"SUMIFS(Table33[Average Annual Cost],Table33[Stormwater BMP],CurrentBMP[[#This Row],[Practice]])*SUMIFS(CountyAdjustments[King & Hagan Adjustor],CountyAdjustments[County],'BMP Costs'!H$67)","v":2424.4522425200203},{"$f":"SUMIFS(Table33[Average Annual Cost],Table33[Stormwater BMP],CurrentBMP[[#This Row],[Practice]])*SUMIFS(CountyAdjustments[King & Hagan Adjustor],CountyAdjustments[County],'BMP Costs'!I$67)","v":2424.4522425200203},{"$f":"SUMIFS(Table33[Average Annual Cost],Table33[Stormwater BMP],CurrentBMP[[#This Row],[Practice]])*SUMIFS(CountyAdjustments[King & Hagan Adjustor],CountyAdjustments[County],'BMP Costs'!J$67)","v":2414.666360612775},{"$f":"SUMIFS(Table33[Average Annual Cost],Table33[Stormwater BMP],CurrentBMP[[#This Row],[Practice]])*SUMIFS(CountyAdjustments[King & Hagan Adjustor],CountyAdjustments[County],'BMP Costs'!K$67)","v":2382.8622444142275},{"$f":"SUMIFS(Table33[Average Annual Cost],Table33[Stormwater BMP],CurrentBMP[[#This Row],[Practice]])*SUMIFS(CountyAdjustments[King & Hagan Adjustor],CountyAdjustments[County],'BMP Costs'!L$67)","v":2407.3269491823407},{"$f":"SUMIFS(Table33[Average Annual Cost],Table33[Stormwater BMP],CurrentBMP[[#This Row],[Practice]])*SUMIFS(CountyAdjustments[King & Hagan Adjustor],CountyAdjustments[County],'BMP Costs'!M$67)","v":2402.4340082287181},{"$f":"SUMIFS(Table33[Average Annual Cost],Table33[Stormwater BMP],CurrentBMP[[#This Row],[Practice]])*SUMIFS(CountyAdjustments[King & Hagan Adjustor],CountyAdjustments[County],'BMP Costs'!N$67)","v":2414.666360612775},{"$f":"SUMIFS(Table33[Average Annual Cost],Table33[Stormwater BMP],CurrentBMP[[#This Row],[Practice]])*SUMIFS(CountyAdjustments[King & Hagan Adjustor],CountyAdjustments[County],'BMP Costs'!O$67)","v":2382.8622444142275},{"$f":"SUMIFS(Table33[Average Annual Cost],Table33[Stormwater BMP],CurrentBMP[[#This Row],[Practice]])*SUMIFS(CountyAdjustments[King & Hagan Adjustor],CountyAdjustments[County],'BMP Costs'!P$67)","v":2407.3269491823407},{"$f":"SUMIFS(Table33[Average Annual Cost],Table33[Stormwater BMP],CurrentBMP[[#This Row],[Practice]])*SUMIFS(CountyAdjustments[King & Hagan Adjustor],CountyAdjustments[County],'BMP Costs'!Q$67)","v":2368.1834215533595},{"$f":"SUMIFS(Table33[Average Annual Cost],Table33[Stormwater BMP],CurrentBMP[[#This Row],[Practice]])*SUMIFS(CountyAdjustments[King & Hagan Adjustor],CountyAdjustments[County],'BMP Costs'!R$67)","v":2424.4522425200203},{"$f":"SUMIFS(Table33[Average Annual Cost],Table33[Stormwater BMP],CurrentBMP[[#This Row],[Practice]])*SUMIFS(CountyAdjustments[King & Hagan Adjustor],CountyAdjustments[County],'BMP Costs'!S$67)","v":2424.4522425200203},{"$f":"SUMIFS(Table33[Average Annual Cost],Table33[Stormwater BMP],CurrentBMP[[#This Row],[Practice]])*SUMIFS(CountyAdjustments[King & Hagan Adjustor],CountyAdjustments[County],'BMP Costs'!T$67)","v":2402.4340082287181},{"$f":"SUMIFS(Table33[Average Annual Cost],Table33[Stormwater BMP],CurrentBMP[[#This Row],[Practice]])*SUMIFS(CountyAdjustments[King & Hagan Adjustor],CountyAdjustments[County],'BMP Costs'!U$67)","v":2409.7734196591523},{"$f":"SUMIFS(Table33[Average Annual Cost],Table33[Stormwater BMP],CurrentBMP[[#This Row],[Practice]])*SUMIFS(CountyAdjustments[King & Hagan Adjustor],CountyAdjustments[County],'BMP Costs'!V$67)","v":2419.5593015663976},{"$f":"SUMIFS(Table33[Average Annual Cost],Table33[Stormwater BMP],CurrentBMP[[#This Row],[Practice]])*SUMIFS(CountyAdjustments[King & Hagan Adjustor],CountyAdjustments[County],'BMP Costs'!W$67)","v":2382.8622444142275},{"$f":"SUMIFS(Table33[Average Annual Cost],Table33[Stormwater BMP],CurrentBMP[[#This Row],[Practice]])*SUMIFS(CountyAdjustments[King & Hagan Adjustor],CountyAdjustments[County],'BMP Costs'!X$67)","v":2373.0763625069822},{"$f":"SUMIFS(Table33[Average Annual Cost],Table33[Stormwater BMP],CurrentBMP[[#This Row],[Practice]])*SUMIFS(CountyAdjustments[King & Hagan Adjustor],CountyAdjustments[County],'BMP Costs'!Y$67)","v":2414.666360612775},{"$f":"SUMIFS(Table33[Average Annual Cost],Table33[Stormwater BMP],CurrentBMP[[#This Row],[Practice]])*SUMIFS(CountyAdjustments[King & Hagan Adjustor],CountyAdjustments[County],'BMP Costs'!Z$67)","v":2382.8622444142275},{"$f":"SUMIFS(Table33[Average Annual Cost],Table33[Stormwater BMP],CurrentBMP[[#This Row],[Practice]])*SUMIFS(CountyAdjustments[King & Hagan Adjustor],CountyAdjustments[County],'BMP Costs'!AA$67)","v":2407.3269491823407},{"$f":"SUMIFS(Table33[Average Annual Cost],Table33[Stormwater BMP],CurrentBMP[[#This Row],[Practice]])*SUMIFS(CountyAdjustments[King & Hagan Adjustor],CountyAdjustments[County],'BMP Costs'!AB$67)","v":2373.0763625069822},{"$f":"SUMIFS(Table33[Average Annual Cost],Table33[Stormwater BMP],CurrentBMP[[#This Row],[Practice]])*SUMIFS(CountyAdjustments[King & Hagan Adjustor],CountyAdjustments[County],'BMP Costs'!AC$67)","v":2373.0763625069822}]
["Regenerative Stormwater Conveyance","ST",20815.419639156724,{"$f":"IF(SUMIFS(UserCost[User-Defined Annual Cost per Unit],UserCost[BMP],CurrentBMP[[#This Row],[Practice]])>0,SUMIFS(UserCost[User-Defined Annual Cost per Unit],UserCost[BMP],CurrentBMP[[#This Row],[Practice]]),CurrentBMP[[#This Row],[Average Annual Cost/Unit (county-specific)]])","v":20815.419639156724},null,{"$f":"SUMIFS(Table33[Average Annual Cost],Table33[Stormwater BMP],CurrentBMP[[#This Row],[Practice]])*SUMIFS(CountyAdjustments[King & Hagan Adjustor],CountyAdjustments[County],'BMP Costs'!F$67)","v":20815.419639156724},{"$f":"SUMIFS(Table33[Average Annual Cost],Table33[Stormwater BMP],CurrentBMP[[#This Row],[Practice]])*SUMIFS(CountyAdjustments[King & Hagan Adjustor],CountyAdjustments[County],'BMP Costs'!G$67)","v":21417.518554338942},{"$f":"SUMIFS(Table33[Average Annual Cost],Table33[Stormwater BMP],CurrentBMP[[#This Row],[Practice]])*SUMIFS(CountyAdjustments[King & Hagan Adjustor],CountyAdjustments[County],'BMP Costs'!H$67)","v":21310.000890913547},{"$f":"SUMIFS(Table33[Average Annual Cost],Table33[Stormwater BMP],CurrentBMP[[#This Row],[Practice]])*SUMIFS(CountyAdjustments[King & Hagan Adjustor],CountyAdjustments[County],'BMP Costs'!I$67)","v":21310.000890913547},{"$f":"SUMIFS(Table33[Average Annual Cost],Table33[Stormwater BMP],CurrentBMP[[#This Row],[Practice]])*SUMIFS(CountyAdjustments[King & Hagan Adjustor],CountyAdjustments[County],'BMP Costs'!J$67)","v":21223.986760173229},{"$f":"SUMIFS(Table33[Average Annual Cost],Table33[Stormwater BMP],CurrentBMP[[#This Row],[Practice]])*SUMIFS(CountyAdjustments[King & Hagan Adjustor],CountyAdjustments[County],'BMP Costs'!K$67)","v":20944.440835267196},{"$f":"SUMIFS(Table33[Average Annual Cost],Table33[Stormwater BMP],CurrentBMP[[#This Row],[Practice]])*SUMIFS(CountyAdjustments[King & Hagan Adjustor],CountyAdjustments[County],'BMP Costs'!L$67)","v":21159.47616211799},{"$f":"SUMIFS(Table33[Average Annual Cost],Table33[Stormwater BMP],CurrentBMP[[#This Row],[Practice]])*SUMIFS(CountyAdjustments[King & Hagan Adjustor],CountyAdjustments[County],'BMP Costs'!M$67)","v":21116.469096747831},{"$f":"SUMIFS(Table33[Average Annual Cost],Table33[Stormwater BMP],CurrentBMP[[#This Row],[Practice]])*SUMIFS(CountyAdjustments[King & Hagan Adjustor],CountyAdjustments[County],'BMP Costs'!N$67)","v":21223.986760173229},{"$f":"SUMIFS(Table33[Average Annual Cost],Table33[Stormwater BMP],CurrentBMP[[#This Row],[Practice]])*SUMIFS(CountyAdjustments[King & Hagan Adjustor],CountyAdjustments[County],'BMP Costs'!O$67)","v":20944.440835267196},{"$f":"SUMIFS(Table33[Average Annual Cost],Table33[Stormwater BMP],CurrentBMP[[#This Row],[Practice]])*SUMIFS(CountyAdjustments[King & Hagan Adjustor],CountyAdjustments[County],'BMP Costs'!P$67)","v":21159.47616211799},{"$f":"SUMIFS(Table33[Average Annual Cost],Table33[Stormwater BMP],CurrentBMP[[#This Row],[Practice]])*SUMIFS(CountyAdjustments[King & Hagan Adjustor],CountyAdjustments[County],'BMP Costs'!Q$67)","v":20815.419639156724},{"$f":"SUMIFS(Table33[Average Annual Cost],Table33[Stormwater BMP],CurrentBMP[[#This Row],[Practice]])*SUMIFS(CountyAdjustments[King & Hagan Adjustor],CountyAdjustments[County],'BMP Costs'!R$67)","v":21310.000890913547},{"$f":"SUMIFS(Table33[Average Annual Cost],Table33[Stormwater BMP],CurrentBMP[[#This Row],[Practice]])*SUMIFS(CountyAdjustments[King & Hagan Adjustor],CountyAdjustments[County],'BMP Costs'!S$67)","v":21310.000890913547},{"$f":"SUMIFS(Table33[Average Annual Cost],Table33[Stormwater BMP],CurrentBMP[[#This Row],[Practice]])*SUMIFS(CountyAdjustments[King & Hagan Adjustor],CountyAdjustments[County],'BMP Costs'!T$67)","v":21116.469096747831},{"$f":"SUMIFS(Table33[Average Annual Cost],Table33[Stormwater BMP],CurrentBMP[[#This Row],[Practice]])*SUMIFS(CountyAdjustments[King & Hagan Adjustor],CountyAdjustments[County],'BMP Costs'!U$67)","v":21180.979694803071},{"$f":"SUMIFS(Table33[Average Annual Cost],Table33[Stormwater BMP],CurrentBMP[[#This Row],[Practice]])*SUMIFS(CountyAdjustments[King & Hagan Adjustor],CountyAdjustments[County],'BMP Costs'!V$67)","v":21266.993825543388},{"$f":"SUMIFS(Table33[Average Annual Cost],Table33[Stormwater BMP],CurrentBMP[[#This Row],[Practice]])*SUMIFS(CountyAdjustments[King & Hagan Adjustor],CountyAdjustments[County],'BMP Costs'!W$67)","v":20944.440835267196},{"$f":"SUMIFS(Table33[Average Annual Cost],Table33[Stormwater BMP],CurrentBMP[[#This Row],[Practice]])*SUMIFS(CountyAdjustments[King & Hagan Adjustor],CountyAdjustments[County],'BMP Costs'!X$67)","v":20858.426704526879},{"$f":"SUMIFS(Table33[Average Annual Cost],Table33[Stormwater BMP],CurrentBMP[[#This Row],[Practice]])*SUMIFS(CountyAdjustments[King & Hagan Adjustor],CountyAdjustments[County],'BMP Costs'!Y$67)","v":21223.986760173229},{"$f":"SUMIFS(Table33[Average Annual Cost],Table33[Stormwater BMP],CurrentBMP[[#This Row],[Practice]])*SUMIFS(CountyAdjustments[King & Hagan Adjustor],CountyAdjustments[County],'BMP Costs'!Z$67)","v":20944.440835267196},{"$f":"SUMIFS(Table33[Average Annual Cost],Table33[Stormwater BMP],CurrentBMP[[#This Row],[Practice]])*SUMIFS(CountyAdjustments[King & Hagan Adjustor],CountyAdjustments[County],'BMP Costs'!AA$67)","v":21159.47616211799},{"$f":"SUMIFS(Table33[Average Annual Cost],Table33[Stormwater BMP],CurrentBMP[[#This Row],[Practice]])*SUMIFS(CountyAdjustments[King & Hagan Adjustor],CountyAdjustments[County],'BMP Costs'!AB$67)","v":20858.426704526879},{"$f":"SUMIFS(Table33[Average Annual Cost],Table33[Stormwater BMP],CurrentBMP[[#This Row],[Practice]])*SUMIFS(CountyAdjustments[King & Hagan Adjustor],CountyAdjustments[County],'BMP Costs'!AC$67)","v":20858.426704526879}]
["Wet Ponds","NA",2528.9236922258292,{"$f":"IF(SUMIFS(UserCost[User-Defined Annual Cost per Unit],UserCost[BMP],CurrentBMP[[#This Row],[Practice]])>0,SUMIFS(UserCost[User-Defined Annual Cost per Unit],UserCost[BMP],CurrentBMP[[#This Row],[Practice]]),CurrentBMP[[#This Row],[Average Annual Cost/Unit (county-specific)]])","v":2528.9236922258292},null,{"$f":"SUMIFS(Table33[Average Annual Cost],Table33[Stormwater BMP],CurrentBMP[[#This Row],[Practice]])*SUMIFS(CountyAdjustments[King & Hagan Adjustor],CountyAdjustments[County],'BMP Costs'!F$67)","v":2528.9236922258292},{"$f":"SUMIFS(Table33[Average Annual Cost],Table33[Stormwater BMP],CurrentBMP[[#This Row],[Practice]])*SUMIFS(CountyAdjustments[King & Hagan Adjustor],CountyAdjustments[County],'BMP Costs'!G$67)","v":2602.0743775381466},{"$f":"SUMIFS(Table33[Average Annual Cost],Table33[Stormwater BMP],CurrentBMP[[#This Row],[Practice]])*SUMIFS(CountyAdjustments[King & Hagan Adjustor],CountyAdjustments[County],'BMP Costs'!H$67)","v":2589.0117551609474},{"$f":"SUMIFS(Table33[Average Annual Cost],Table33[Stormwater BMP],CurrentBMP[[#This Row],[Practice]])*SUMIFS(CountyAdjustments[King & Hagan Adjustor],CountyAdjustments[County],'BMP Costs'!I$67)","v":2589.0117551609474},{"$f":"SUMIFS(Table33[Average Annual Cost],Table33[Stormwater BMP],CurrentBMP[[#This Row],[Practice]])*SUMIFS(CountyAdjustments[King & Hagan Adjustor],CountyAdjustments[County],'BMP Costs'!J$67)","v":2578.5616572591875},{"$f":"SUMIFS(Table33[Average Annual Cost],Table33[Stormwater BMP],CurrentBMP[[#This Row],[Practice]])*SUMIFS(CountyAdjustments[King & Hagan Adjustor],CountyAdjustments[County],'BMP Costs'!K$67)","v":2544.5988390784687},{"$f":"SUMIFS(Table33[Average Annual Cost],Table33[Stormwater BMP],CurrentBMP[[#This Row],[Practice]])*SUMIFS(CountyAdjustments[King & Hagan Adjustor],CountyAdjustments[County],'BMP Costs'!L$67)","v":2570.724083832868},{"$f":"SUMIFS(Table33[Average Annual Cost],Table33[Stormwater BMP],CurrentBMP[[#This Row],[Practice]])*SUMIFS(CountyAdjustments[King & Hagan Adjustor],CountyAdjustments[County],'BMP Costs'!M$67)","v":2565.4990348819879},{"$f":"SUMIFS(Table33[Average Annual Cost],Table33[Stormwater BMP],CurrentBMP[[#This Row],[Practice]])*SUMIFS(CountyAdjustments[King & Hagan Adjustor],CountyAdjustments[County],'BMP Costs'!N$67)","v":2578.5616572591875},{"$f":"SUMIFS(Table33[Average Annual Cost],Table33[Stormwater BMP],CurrentBMP[[#This Row],[Practice]])*SUMIFS(CountyAdjustments[King & Hagan Adjustor],CountyAdjustments[County],'BMP Costs'!O$67)","v":2544.5988390784687},{"$f":"SUMIFS(Table33[Average Annual Cost],Table33[Stormwater BMP],CurrentBMP[[#This Row],[Practice]])*SUMIFS(CountyAdjustments[King & Hagan Adjustor],CountyAdjustments[County],'BMP Costs'!P$67)","v":2570.724083832868},{"$f":"SUMIFS(Table33[Average Annual Cost],Table33[Stormwater BMP],CurrentBMP[[#This Row],[Practice]])*SUMIFS(CountyAdjustments[King & Hagan Adjustor],CountyAdjustments[County],'BMP Costs'!Q$67)","v":2528.9236922258292},{"$f":"SUMIFS(Table33[Average Annual Cost],Table33[Stormwater BMP],CurrentBMP[[#This Row],[Practice]])*SUMIFS(CountyAdjustments[King & Hagan Adjustor],CountyAdjustments[County],'BMP Costs'!R$67)","v":2589.0117551609474},{"$f":"SUMIFS(Table33[Average Annual Cost],Table33[Stormwater BMP],CurrentBMP[[#This Row],[Practice]])*SUMIFS(CountyAdjustments[King & Hagan Adjustor],CountyAdjustments[County],'BMP Costs'!S$67)","v":2589.0117551609474},{"$f":"SUMIFS(Table33[Average Annual Cost],Table33[Stormwater BMP],CurrentBMP[[#This Row],[Practice]])*SUMIFS(CountyAdjustments[King & Hagan Adjustor],CountyAdjustments[County],'BMP Costs'!T$67)","v":2565.4990348819879},{"$f":"SUMIFS(Table33[Average Annual Cost],Table33[Stormwater BMP],CurrentBMP[[#This Row],[Practice]])*SUMIFS(CountyAdjustments[King & Hagan Adjustor],CountyAdjustments[County],'BMP Costs'!U$67)","v":2573.3366083083079},{"$f":"SUMIFS(Table33[Average Annual Cost],Table33[Stormwater BMP],CurrentBMP[[#This Row],[Practice]])*SUMIFS(CountyAdjustments[King & Hagan Adjustor],CountyAdjustments[County],'BMP Costs'!V$67)","v":2583.7867062100672},{"$f":"SUMIFS(Table33[Average Annual Cost],Table33[Stormwater BMP],CurrentBMP[[#This Row],[Practice]])*SUMIFS(CountyAdjustments[King & Hagan Adjustor],CountyAdjustments[County],'BMP Costs'!W$67)","v":2544.5988390784687},{"$f":"SUMIFS(Table33[Average Annual Cost],Table33[Stormwater BMP],CurrentBMP[[#This Row],[Practice]])*SUMIFS(CountyAdjustments[King & Hagan Adjustor],CountyAdjustments[County],'BMP Costs'!X$67)","v":2534.1487411767093},{"$f":"SUMIFS(Table33[Average Annual Cost],Table33[Stormwater BMP],CurrentBMP[[#This Row],[Practice]])*SUMIFS(CountyAdjustments[King & Hagan Adjustor],CountyAdjustments[County],'BMP Costs'!Y$67)","v":2578.5616572591875},{"$f":"SUMIFS(Table33[Average Annual Cost],Table33[Stormwater BMP],CurrentBMP[[#This Row],[Practice]])*SUMIFS(CountyAdjustments[King & Hagan Adjustor],CountyAdjustments[County],'BMP Costs'!Z$67)","v":2544.5988390784687},{"$f":"SUMIFS(Table33[Average Annual Cost],Table33[Stormwater BMP],CurrentBMP[[#This Row],[Practice]])*SUMIFS(CountyAdjustments[King & Hagan Adjustor],CountyAdjustments[County],'BMP Costs'!AA$67)","v":2570.724083832868},{"$f":"SUMIFS(Table33[Average Annual Cost],Table33[Stormwater BMP],CurrentBMP[[#This Row],[Practice]])*SUMIFS(CountyAdjustments[King & Hagan Adjustor],CountyAdjustments[County],'BMP Costs'!AB$67)","v":2534.1487411767093},{"$f":"SUMIFS(Table33[Average Annual Cost],Table33[Stormwater BMP],CurrentBMP[[#This Row],[Practice]])*SUMIFS(CountyAdjustments[King & Hagan Adjustor],CountyAdjustments[County],'BMP Costs'!AC$67)","v":2534.1487411767093}]
["Constructed Wetlands","RR",2528.9236922258292,{"$f":"IF(SUMIFS(UserCost[User-Defined Annual Cost per Unit],UserCost[BMP],CurrentBMP[[#This Row],[Practice]])>0,SUMIFS(UserCost[User-Defined Annual Cost per Unit],UserCost[BMP],CurrentBMP[[#This Row],[Practice]]),CurrentBMP[[#This Row],[Average Annual Cost/Unit (county-specific)]])","v":2528.9236922258292},null,{"$f":"SUMIFS(Table33[Average Annual Cost],Table33[Stormwater BMP],CurrentBMP[[#This Row],[Practice]])*SUMIFS(CountyAdjustments[King & Hagan Adjustor],CountyAdjustments[County],'BMP Costs'!F$67)","v":2528.9236922258292},{"$f":"SUMIFS(Table33[Average Annual Cost],Table33[Stormwater BMP],CurrentBMP[[#This Row],[Practice]])*SUMIFS(CountyAdjustments[King & Hagan Adjustor],CountyAdjustments[County],'BMP Costs'!G$67)","v":2602.0743775381466},{"$f":"SUMIFS(Table33[Average Annual Cost],Table33[Stormwater BMP],CurrentBMP[[#This Row],[Practice]])*SUMIFS(CountyAdjustments[King & Hagan Adjustor],CountyAdjustments[County],'BMP Costs'!H$67)","v":2589.0117551609474},{"$f":"SUMIFS(Table33[Average Annual Cost],Table33[Stormwater BMP],CurrentBMP[[#This Row],[Practice]])*SUMIFS(CountyAdjustments[King & Hagan Adjustor],CountyAdjustments[County],'BMP Costs'!I$67)","v":2589.0117551609474},{"$f":"SUMIFS(Table33[Average Annual Cost],Table33[Stormwater BMP],CurrentBMP[[#This Row],[Practice]])*SUMIFS(CountyAdjustments[King & Hagan Adjustor],CountyAdjustments[County],'BMP Costs'!J$67)","v":2578.5616572591875},{"$f":"SUMIFS(Table33[Average Annual Cost],Table33[Stormwater BMP],CurrentBMP[[#This Row],[Practice]])*SUMIFS(CountyAdjustments[King & Hagan Adjustor],CountyAdjustments[County],'BMP Costs'!K$67)","v":2544.5988390784687},{"$f":"SUMIFS(Table33[Average Annual Cost],Table33[Stormwater BMP],CurrentBMP[[#This Row],[Practice]])*SUMIFS(CountyAdjustments[King & Hagan Adjustor],CountyAdjustments[County],'BMP Costs'!L$67)","v":2570.724083832868},{"$f":"SUMIFS(Table33[Average Annual Cost],Table33[Stormwater BMP],CurrentBMP[[#This Row],[Practice]])*SUMIFS(CountyAdjustments[King & Hagan Adjustor],CountyAdjustments[County],'BMP Costs'!M$67)","v":2565.4990348819879},{"$f":"SUMIFS(Table33[Average Annual Cost],Table33[Stormwater BMP],CurrentBMP[[#This Row],[Practice]])*SUMIFS(CountyAdjustments[King & Hagan Adjustor],CountyAdjustments[County],'BMP Costs'!N$67)","v":2578.5616572591875},{"$f":"SUMIFS(Table33[Average Annual Cost],Table33[Stormwater BMP],CurrentBMP[[#This Row],[Practice]])*SUMIFS(CountyAdjustments[King & Hagan Adjustor],CountyAdjustments[County],'BMP Costs'!O$67)","v":2544.5988390784687},{"$f":"SUMIFS(Table33[Average Annual Cost],Table33[Stormwater BMP],CurrentBMP[[#This Row],[Practice]])*SUMIFS(CountyAdjustments[King & Hagan Adjustor],CountyAdjustments[County],'BMP Costs'!P$67)","v":2570.724083832868},{"$f":"SUMIFS(Table33[Average Annual Cost],Table33[Stormwater BMP],CurrentBMP[[#This Row],[Practice]])*SUMIFS(CountyAdjustments[King & Hagan Adjustor],CountyAdjustments[County],'BMP Costs'!Q$67)","v":2528.9236922258292},{"$f":"SUMIFS(Table33[Average Annual Cost],Table33[Stormwater BMP],CurrentBMP[[#This Row],[Practice]])*SUMIFS(CountyAdjustments[King & Hagan Adjustor],CountyAdjustments[County],'BMP Costs'!R$67)","v":2589.0117551609474},{"$f":"SUMIFS(Table33[Average Annual Cost],Table33[Stormwater BMP],CurrentBMP[[#This Row],[Practice]])*SUMIFS(CountyAdjustments[King & Hagan Adjustor],CountyAdjustments[County],'BMP Costs'!S$67)","v":2589.0117551609474},{"$f":"SUMIFS(Table33[Average Annual Cost],Table33[Stormwater BMP],CurrentBMP[[#This Row],[Practice]])*SUMIFS(CountyAdjustments[King & Hagan Adjustor],CountyAdjustments[County],'BMP Costs'!T$67)","v":2565.4990348819879},{"$f":"SUMIFS(Table33[Average Annual Cost],Table33[Stormwater BMP],CurrentBMP[[#This Row],[Practice]])*SUMIFS(CountyAdjustments[King & Hagan Adjustor],CountyAdjustments[County],'BMP Costs'!U$67)","v":2573.3366083083079},{"$f":"SUMIFS(Table33[Average Annual Cost],Table33[Stormwater BMP],CurrentBMP[[#This Row],[Practice]])*SUMIFS(CountyAdjustments[King & Hagan Adjustor],CountyAdjustments[County],'BMP Costs'!V$67)","v":2583.7867062100672},{"$f":"SUMIFS(Table33[Average Annual Cost],Table33[Stormwater BMP],CurrentBMP[[#This Row],[Practice]])*SUMIFS(CountyAdjustments[King & Hagan Adjustor],CountyAdjustments[County],'BMP Costs'!W$67)","v":2544.5988390784687},{"$f":"SUMIFS(Table33[Average Annual Cost],Table33[Stormwater BMP],CurrentBMP[[#This Row],[Practice]])*SUMIFS(CountyAdjustments[King & Hagan Adjustor],CountyAdjustments[County],'BMP Costs'!X$67)","v":2534.1487411767093},{"$f":"SUMIFS(Table33[Average Annual Cost],Table33[Stormwater BMP],CurrentBMP[[#This Row],[Practice]])*SUMIFS(CountyAdjustments[King & Hagan Adjustor],CountyAdjustments[County],'BMP Costs'!Y$67)","v":2578.5616572591875},{"$f":"SUMIFS(Table33[Average Annual Cost],Table33[Stormwater BMP],CurrentBMP[[#This Row],[Practice]])*SUMIFS(CountyAdjustments[King & Hagan Adjustor],CountyAdjustments[County],'BMP Costs'!Z$67)","v":2544.5988390784687},{"$f":"SUMIFS(Table33[Average Annual Cost],Table33[Stormwater BMP],CurrentBMP[[#This Row],[Practice]])*SUMIFS(CountyAdjustments[King & Hagan Adjustor],CountyAdjustments[County],'BMP Costs'!AA$67)","v":2570.724083832868},{"$f":"SUMIFS(Table33[Average Annual Cost],Table33[Stormwater BMP],CurrentBMP[[#This Row],[Practice]])*SUMIFS(CountyAdjustments[King & Hagan Adjustor],CountyAdjustments[County],'BMP Costs'!AB$67)","v":2534.1487411767093},{"$f":"SUMIFS(Table33[Average Annual Cost],Table33[Stormwater BMP],CurrentBMP[[#This Row],[Practice]])*SUMIFS(CountyAdjustments[King & Hagan Adjustor],CountyAdjustments[County],'BMP Costs'!AC$67)","v":2534.1487411767093}]
["Extended Detention Ponds","ST",4202.4293536932882,{"$f":"IF(SUMIFS(UserCost[User-Defined Annual Cost per Unit],UserCost[BMP],CurrentBMP[[#This Row],[Practice]])>0,SUMIFS(UserCost[User-Defined Annual Cost per Unit],UserCost[BMP],CurrentBMP[[#This Row],[Practice]]),CurrentBMP[[#This Row],[Average Annual Cost/Unit (county-specific)]])","v":4202.4293536932882},null,{"$f":"SUMIFS(Table33[Average Annual Cost],Table33[Stormwater BMP],CurrentBMP[[#This Row],[Practice]])*SUMIFS(CountyAdjustments[King & Hagan Adjustor],CountyAdjustments[County],'BMP Costs'!F$67)","v":4202.4293536932882},{"$f":"SUMIFS(Table33[Average Annual Cost],Table33[Stormwater BMP],CurrentBMP[[#This Row],[Practice]])*SUMIFS(CountyAdjustments[King & Hagan Adjustor],CountyAdjustments[County],'BMP Costs'!G$67)","v":4323.9872275604494},{"$f":"SUMIFS(Table33[Average Annual Cost],Table33[Stormwater BMP],CurrentBMP[[#This Row],[Practice]])*SUMIFS(CountyAdjustments[King & Hagan Adjustor],CountyAdjustments[County],'BMP Costs'!H$67)","v":4302.2804643698855},{"$f":"SUMIFS(Table33[Average Annual Cost],Table33[Stormwater BMP],CurrentBMP[[#This Row],[Practice]])*SUMIFS(CountyAdjustments[King & Hagan Adjustor],CountyAdjustments[County],'BMP Costs'!I$67)","v":4302.2804643698855},{"$f":"SUMIFS(Table33[Average Annual Cost],Table33[Stormwater BMP],CurrentBMP[[#This Row],[Practice]])*SUMIFS(CountyAdjustments[King & Hagan Adjustor],CountyAdjustments[County],'BMP Costs'!J$67)","v":4284.9150538174335},{"$f":"SUMIFS(Table33[Average Annual Cost],Table33[Stormwater BMP],CurrentBMP[[#This Row],[Practice]])*SUMIFS(CountyAdjustments[King & Hagan Adjustor],CountyAdjustments[County],'BMP Costs'!K$67)","v":4228.4774695219658},{"$f":"SUMIFS(Table33[Average Annual Cost],Table33[Stormwater BMP],CurrentBMP[[#This Row],[Practice]])*SUMIFS(CountyAdjustments[King & Hagan Adjustor],CountyAdjustments[County],'BMP Costs'!L$67)","v":4271.8909959030952},{"$f":"SUMIFS(Table33[Average Annual Cost],Table33[Stormwater BMP],CurrentBMP[[#This Row],[Practice]])*SUMIFS(CountyAdjustments[King & Hagan Adjustor],CountyAdjustments[County],'BMP Costs'!M$67)","v":4263.2082906268688},{"$f":"SUMIFS(Table33[Average Annual Cost],Table33[Stormwater BMP],CurrentBMP[[#This Row],[Practice]])*SUMIFS(CountyAdjustments[King & Hagan Adjustor],CountyAdjustments[County],'BMP Costs'!N$67)","v":4284.9150538174335},{"$f":"SUMIFS(Table33[Average Annual Cost],Table33[Stormwater BMP],CurrentBMP[[#This Row],[Practice]])*SUMIFS(CountyAdjustments[King & Hagan Adjustor],CountyAdjustments[County],'BMP Costs'!O$67)","v":4228.4774695219658},{"$f":"SUMIFS(Table33[Average Annual Cost],Table33[Stormwater BMP],CurrentBMP[[#This Row],[Practice]])*SUMIFS(CountyAdjustments[King & Hagan Adjustor],CountyAdjustments[County],'BMP Costs'!P$67)","v":4271.8909959030952},{"$f":"SUMIFS(Table33[Average Annual Cost],Table33[Stormwater BMP],CurrentBMP[[#This Row],[Practice]])*SUMIFS(CountyAdjustments[King & Hagan Adjustor],CountyAdjustments[County],'BMP Costs'!Q$67)","v":4202.4293536932882},{"$f":"SUMIFS(Table33[Average Annual Cost],Table33[Stormwater BMP],CurrentBMP[[#This Row],[Practice]])*SUMIFS(CountyAdjustments[King & Hagan Adjustor],CountyAdjustments[County],'BMP Costs'!R$67)","v":4302.2804643698855},{"$f":"SUMIFS(Table33[Average Annual Cost],Table33[Stormwater BMP],CurrentBMP[[#This Row],[Practice]])*SUMIFS(CountyAdjustments[King & Hagan Adjustor],CountyAdjustments[County],'BMP Costs'!S$67)","v":4302.2804643698855},{"$f":"SUMIFS(Table33[Average Annual Cost],Table33[Stormwater BMP],CurrentBMP[[#This Row],[Practice]])*SUMIFS(CountyAdjustments[King & Hagan Adjustor],CountyAdjustments[County],'BMP Costs'!T$67)","v":4263.2082906268688},{"$f":"SUMIFS(Table33[Average Annual Cost],Table33[Stormwater BMP],CurrentBMP[[#This Row],[Practice]])*SUMIFS(CountyAdjustments[King & Hagan Adjustor],CountyAdjustments[County],'BMP Costs'!U$67)","v":4276.232348541208},{"$f":"SUMIFS(Table33[Average Annual Cost],Table33[Stormwater BMP],CurrentBMP[[#This Row],[Practice]])*SUMIFS(CountyAdjustments[King & Hagan Adjustor],CountyAdjustments[County],'BMP Costs'!V$67)","v":4293.5977590936591},{"$f":"SUMIFS(Table33[Average Annual Cost],Table33[Stormwater BMP],CurrentBMP[[#This Row],[Practice]])*SUMIFS(CountyAdjustments[King & Hagan Adjustor],CountyAdjustments[County],'BMP Costs'!W$67)","v":4228.4774695219658},{"$f":"SUMIFS(Table33[Average Annual Cost],Table33[Stormwater BMP],CurrentBMP[[#This Row],[Practice]])*SUMIFS(CountyAdjustments[King & Hagan Adjustor],CountyAdjustments[County],'BMP Costs'!X$67)","v":4211.1120589695138},{"$f":"SUMIFS(Table33[Average Annual Cost],Table33[Stormwater BMP],CurrentBMP[[#This Row],[Practice]])*SUMIFS(CountyAdjustments[King & Hagan Adjustor],CountyAdjustments[County],'BMP Costs'!Y$67)","v":4284.9150538174335},{"$f":"SUMIFS(Table33[Average Annual Cost],Table33[Stormwater BMP],CurrentBMP[[#This Row],[Practice]])*SUMIFS(CountyAdjustments[King & Hagan Adjustor],CountyAdjustments[County],'BMP Costs'!Z$67)","v":4228.4774695219658},{"$f":"SUMIFS(Table33[Average Annual Cost],Table33[Stormwater BMP],CurrentBMP[[#This Row],[Practice]])*SUMIFS(CountyAdjustments[King & Hagan Adjustor],CountyAdjustments[County],'BMP Costs'!AA$67)","v":4271.8909959030952},{"$f":"SUMIFS(Table33[Average Annual Cost],Table33[Stormwater BMP],CurrentBMP[[#This Row],[Practice]])*SUMIFS(CountyAdjustments[King & Hagan Adjustor],CountyAdjustments[County],'BMP Costs'!AB$67)","v":4211.1120589695138},{"$f":"SUMIFS(Table33[Average Annual Cost],Table33[Stormwater BMP],CurrentBMP[[#This Row],[Practice]])*SUMIFS(CountyAdjustments[King & Hagan Adjustor],CountyAdjustments[County],'BMP Costs'!AC$67)","v":4211.1120589695138}]
["Ditch Enhancement","NA",3778.091520380221,{"$f":"IF(SUMIFS(UserCost[User-Defined Annual Cost per Unit],UserCost[BMP],CurrentBMP[[#This Row],[Practice]])>0,SUMIFS(UserCost[User-Defined Annual Cost per Unit],UserCost[BMP],CurrentBMP[[#This Row],[Practice]]),CurrentBMP[[#This Row],[Average Annual Cost/Unit (county-specific)]])","v":3778.091520380221},null,{"$f":"SUMIFS(Table33[Average Annual Cost],Table33[Stormwater BMP],CurrentBMP[[#This Row],[Practice]])*SUMIFS(CountyAdjustments[King & Hagan Adjustor],CountyAdjustments[County],'BMP Costs'!F$67)","v":3778.091520380221},{"$f":"SUMIFS(Table33[Average Annual Cost],Table33[Stormwater BMP],CurrentBMP[[#This Row],[Practice]])*SUMIFS(CountyAdjustments[King & Hagan Adjustor],CountyAdjustments[County],'BMP Costs'!G$67)","v":3887.3751593994839},{"$f":"SUMIFS(Table33[Average Annual Cost],Table33[Stormwater BMP],CurrentBMP[[#This Row],[Practice]])*SUMIFS(CountyAdjustments[King & Hagan Adjustor],CountyAdjustments[County],'BMP Costs'!H$67)","v":3867.8602238603298},{"$f":"SUMIFS(Table33[Average Annual Cost],Table33[Stormwater BMP],CurrentBMP[[#This Row],[Practice]])*SUMIFS(CountyAdjustments[King & Hagan Adjustor],CountyAdjustments[County],'BMP Costs'!I$67)","v":3867.8602238603298},{"$f":"SUMIFS(Table33[Average Annual Cost],Table33[Stormwater BMP],CurrentBMP[[#This Row],[Practice]])*SUMIFS(CountyAdjustments[King & Hagan Adjustor],CountyAdjustments[County],'BMP Costs'!J$67)","v":3852.2482754290063},{"$f":"SUMIFS(Table33[Average Annual Cost],Table33[Stormwater BMP],CurrentBMP[[#This Row],[Practice]])*SUMIFS(CountyAdjustments[King & Hagan Adjustor],CountyAdjustments[County],'BMP Costs'!K$67)","v":3801.5094430272061},{"$f":"SUMIFS(Table33[Average Annual Cost],Table33[Stormwater BMP],CurrentBMP[[#This Row],[Practice]])*SUMIFS(CountyAdjustments[King & Hagan Adjustor],CountyAdjustments[County],'BMP Costs'!L$67)","v":3840.5393141055142},{"$f":"SUMIFS(Table33[Average Annual Cost],Table33[Stormwater BMP],CurrentBMP[[#This Row],[Practice]])*SUMIFS(CountyAdjustments[King & Hagan Adjustor],CountyAdjustments[County],'BMP Costs'!M$67)","v":3832.7333398898522},{"$f":"SUMIFS(Table33[Average Annual Cost],Table33[Stormwater BMP],CurrentBMP[[#This Row],[Practice]])*SUMIFS(CountyAdjustments[King & Hagan Adjustor],CountyAdjustments[County],'BMP Costs'!N$67)","v":3852.2482754290063},{"$f":"SUMIFS(Table33[Average Annual Cost],Table33[Stormwater BMP],CurrentBMP[[#This Row],[Practice]])*SUMIFS(CountyAdjustments[King & Hagan Adjustor],CountyAdjustments[County],'BMP Costs'!O$67)","v":3801.5094430272061},{"$f":"SUMIFS(Table33[Average Annual Cost],Table33[Stormwater BMP],CurrentBMP[[#This Row],[Practice]])*SUMIFS(CountyAdjustments[King & Hagan Adjustor],CountyAdjustments[County],'BMP Costs'!P$67)","v":3840.5393141055142},{"$f":"SUMIFS(Table33[Average Annual Cost],Table33[Stormwater BMP],CurrentBMP[[#This Row],[Practice]])*SUMIFS(CountyAdjustments[King & Hagan Adjustor],CountyAdjustments[County],'BMP Costs'!Q$67)","v":3778.091520380221},{"$f":"SUMIFS(Table33[Average Annual Cost],Table33[Stormwater BMP],CurrentBMP[[#This Row],[Practice]])*SUMIFS(CountyAdjustments[King & Hagan Adjustor],CountyAdjustments[County],'BMP Costs'!R$67)","v":3867.8602238603298},{"$f":"SUMIFS(Table33[Average Annual Cost],Table33[Stormwater BMP],CurrentBMP[[#This Row],[Practice]])*SUMIFS(CountyAdjustments[King & Hagan Adjustor],CountyAdjustments[County],'BMP Costs'!S$67)","v":3867.8602238603298},{"$f":"SUMIFS(Table33[Average Annual Cost],Table33[Stormwater BMP],CurrentBMP[[#This Row],[Practice]])*SUMIFS(CountyAdjustments[King & Hagan Adjustor],CountyAdjustments[County],'BMP Costs'!T$67)","v":3832.7333398898522},{"$f":"SUMIFS(Table33[Average Annual Cost],Table33[Stormwater BMP],CurrentBMP[[#This Row],[Practice]])*SUMIFS(CountyAdjustments[King & Hagan Adjustor],CountyAdjustments[County],'BMP Costs'!U$67)","v":3844.4423012133448},{"$f":"SUMIFS(Table33[Average Annual Cost],Table33[Stormwater BMP],CurrentBMP[[#This Row],[Practice]])*SUMIFS(CountyAdjustments[King & Hagan Adjustor],CountyAdjustments[County],'BMP Costs'!V$67)","v":3860.0542496446678},{"$f":"SUMIFS(Table33[Average Annual Cost],Table33[Stormwater BMP],CurrentBMP[[#This Row],[Practice]])*SUMIFS(CountyAdjustments[King & Hagan Adjustor],CountyAdjustments[County],'BMP Costs'!W$67)","v":3801.5094430272061},{"$f":"SUMIFS(Table33[Average Annual Cost],Table33[Stormwater BMP],CurrentBMP[[#This Row],[Practice]])*SUMIFS(CountyAdjustments[King & Hagan Adjustor],CountyAdjustments[County],'BMP Costs'!X$67)","v":3785.8974945958826},{"$f":"SUMIFS(Table33[Average Annual Cost],Table33[Stormwater BMP],CurrentBMP[[#This Row],[Practice]])*SUMIFS(CountyAdjustments[King & Hagan Adjustor],CountyAdjustments[County],'BMP Costs'!Y$67)","v":3852.2482754290063},{"$f":"SUMIFS(Table33[Average Annual Cost],Table33[Stormwater BMP],CurrentBMP[[#This Row],[Practice]])*SUMIFS(CountyAdjustments[King & Hagan Adjustor],CountyAdjustments[County],'BMP Costs'!Z$67)","v":3801.5094430272061},{"$f":"SUMIFS(Table33[Average Annual Cost],Table33[Stormwater BMP],CurrentBMP[[#This Row],[Practice]])*SUMIFS(CountyAdjustments[King & Hagan Adjustor],CountyAdjustments[County],'BMP Costs'!AA$67)","v":3840.5393141055142},{"$f":"SUMIFS(Table33[Average Annual Cost],Table33[Stormwater BMP],CurrentBMP[[#This Row],[Practice]])*SUMIFS(CountyAdjustments[King & Hagan Adjustor],CountyAdjustments[County],'BMP Costs'!AB$67)","v":3785.8974945958826},{"$f":"SUMIFS(Table33[Average Annual Cost],Table33[Stormwater BMP],CurrentBMP[[#This Row],[Practice]])*SUMIFS(CountyAdjustments[King & Hagan Adjustor],CountyAdjustments[County],'BMP Costs'!AC$67)","v":3785.8974945958826}]
["Conversion of Dry Pond to Wet Pond","NA",1775.8287185896083,{"$f":"IF(SUMIFS(UserCost[User-Defined Annual Cost per Unit],UserCost[BMP],CurrentBMP[[#This Row],[Practice]])>0,SUMIFS(UserCost[User-Defined Annual Cost per Unit],UserCost[BMP],CurrentBMP[[#This Row],[Practice]]),CurrentBMP[[#This Row],[Average Annual Cost/Unit (county-specific)]])","v":1775.8287185896083},null,{"$f":"SUMIFS(Table33[Average Annual Cost],Table33[Stormwater BMP],CurrentBMP[[#This Row],[Practice]])*SUMIFS(CountyAdjustments[King & Hagan Adjustor],CountyAdjustments[County],'BMP Costs'!F$67)","v":1775.8287185896083},{"$f":"SUMIFS(Table33[Average Annual Cost],Table33[Stormwater BMP],CurrentBMP[[#This Row],[Practice]])*SUMIFS(CountyAdjustments[King & Hagan Adjustor],CountyAdjustments[County],'BMP Costs'!G$67)","v":1827.195664995093},{"$f":"SUMIFS(Table33[Average Annual Cost],Table33[Stormwater BMP],CurrentBMP[[#This Row],[Practice]])*SUMIFS(CountyAdjustments[King & Hagan Adjustor],CountyAdjustments[County],'BMP Costs'!H$67)","v":1818.0229959941134},{"$f":"SUMIFS(Table33[Average Annual Cost],Table33[Stormwater BMP],CurrentBMP[[#This Row],[Practice]])*SUMIFS(CountyAdjustments[King & Hagan Adjustor],CountyAdjustments[County],'BMP Costs'!I$67)","v":1818.0229959941134},{"$f":"SUMIFS(Table33[Average Annual Cost],Table33[Stormwater BMP],CurrentBMP[[#This Row],[Practice]])*SUMIFS(CountyAdjustments[King & Hagan Adjustor],CountyAdjustments[County],'BMP Costs'!J$67)","v":1810.68486079333},{"$f":"SUMIFS(Table33[Average Annual Cost],Table33[Stormwater BMP],CurrentBMP[[#This Row],[Practice]])*SUMIFS(CountyAdjustments[King & Hagan Adjustor],CountyAdjustments[County],'BMP Costs'!K$67)","v":1786.8359213907836},{"$f":"SUMIFS(Table33[Average Annual Cost],Table33[Stormwater BMP],CurrentBMP[[#This Row],[Practice]])*SUMIFS(CountyAdjustments[King & Hagan Adjustor],CountyAdjustments[County],'BMP Costs'!L$67)","v":1805.1812593927423},{"$f":"SUMIFS(Table33[Average Annual Cost],Table33[Stormwater BMP],CurrentBMP[[#This Row],[Practice]])*SUMIFS(CountyAdjustments[King & Hagan Adjustor],CountyAdjustments[County],'BMP Costs'!M$67)","v":1801.5121917923507},{"$f":"SUMIFS(Table33[Average Annual Cost],Table33[Stormwater BMP],CurrentBMP[[#This Row],[Practice]])*SUMIFS(CountyAdjustments[King & Hagan Adjustor],CountyAdjustments[County],'BMP Costs'!N$67)","v":1810.68486079333},{"$f":"SUMIFS(Table33[Average Annual Cost],Table33[Stormwater BMP],CurrentBMP[[#This Row],[Practice]])*SUMIFS(CountyAdjustments[King & Hagan Adjustor],CountyAdjustments[County],'BMP Costs'!O$67)","v":1786.8359213907836},{"$f":"SUMIFS(Table33[Average Annual Cost],Table33[Stormwater BMP],CurrentBMP[[#This Row],[Practice]])*SUMIFS(CountyAdjustments[King & Hagan Adjustor],CountyAdjustments[County],'BMP Costs'!P$67)","v":1805.1812593927423},{"$f":"SUMIFS(Table33[Average Annual Cost],Table33[Stormwater BMP],CurrentBMP[[#This Row],[Practice]])*SUMIFS(CountyAdjustments[King & Hagan Adjustor],CountyAdjustments[County],'BMP Costs'!Q$67)","v":1775.8287185896083},{"$f":"SUMIFS(Table33[Average Annual Cost],Table33[Stormwater BMP],CurrentBMP[[#This Row],[Practice]])*SUMIFS(CountyAdjustments[King & Hagan Adjustor],CountyAdjustments[County],'BMP Costs'!R$67)","v":1818.0229959941134},{"$f":"SUMIFS(Table33[Average Annual Cost],Table33[Stormwater BMP],CurrentBMP[[#This Row],[Practice]])*SUMIFS(CountyAdjustments[King & Hagan Adjustor],CountyAdjustments[County],'BMP Costs'!S$67)","v":1818.0229959941134},{"$f":"SUMIFS(Table33[Average Annual Cost],Table33[Stormwater BMP],CurrentBMP[[#This Row],[Practice]])*SUMIFS(CountyAdjustments[King & Hagan Adjustor],CountyAdjustments[County],'BMP Costs'!T$67)","v":1801.5121917923507},{"$f":"SUMIFS(Table33[Average Annual Cost],Table33[Stormwater BMP],CurrentBMP[[#This Row],[Practice]])*SUMIFS(CountyAdjustments[King & Hagan Adjustor],CountyAdjustments[County],'BMP Costs'!U$67)","v":1807.0157931929382},{"$f":"SUMIFS(Table33[Average Annual Cost],Table33[Stormwater BMP],CurrentBMP[[#This Row],[Practice]])*SUMIFS(CountyAdjustments[King & Hagan Adjustor],CountyAdjustments[County],'BMP Costs'!V$67)","v":1814.3539283937218},{"$f":"SUMIFS(Table33[Average Annual Cost],Table33[Stormwater BMP],CurrentBMP[[#This Row],[Practice]])*SUMIFS(CountyAdjustments[King & Hagan Adjustor],CountyAdjustments[County],'BMP Costs'!W$67)","v":1786.8359213907836},{"$f":"SUMIFS(Table33[Average Annual Cost],Table33[Stormwater BMP],CurrentBMP[[#This Row],[Practice]])*SUMIFS(CountyAdjustments[King & Hagan Adjustor],CountyAdjustments[County],'BMP Costs'!X$67)","v":1779.4977861900002},{"$f":"SUMIFS(Table33[Average Annual Cost],Table33[Stormwater BMP],CurrentBMP[[#This Row],[Practice]])*SUMIFS(CountyAdjustments[King & Hagan Adjustor],CountyAdjustments[County],'BMP Costs'!Y$67)","v":1810.68486079333},{"$f":"SUMIFS(Table33[Average Annual Cost],Table33[Stormwater BMP],CurrentBMP[[#This Row],[Practice]])*SUMIFS(CountyAdjustments[King & Hagan Adjustor],CountyAdjustments[County],'BMP Costs'!Z$67)","v":1786.8359213907836},{"$f":"SUMIFS(Table33[Average Annual Cost],Table33[Stormwater BMP],CurrentBMP[[#This Row],[Practice]])*SUMIFS(CountyAdjustments[King & Hagan Adjustor],CountyAdjustments[County],'BMP Costs'!AA$67)","v":1805.1812593927423},{"$f":"SUMIFS(Table33[Average Annual Cost],Table33[Stormwater BMP],CurrentBMP[[#This Row],[Practice]])*SUMIFS(CountyAdjustments[King & Hagan Adjustor],CountyAdjustments[County],'BMP Costs'!AB$67)","v":1779.4977861900002},{"$f":"SUMIFS(Table33[Average Annual Cost],Table33[Stormwater BMP],CurrentBMP[[#This Row],[Practice]])*SUMIFS(CountyAdjustments[King & Hagan Adjustor],CountyAdjustments[County],'BMP Costs'!AC$67)","v":1779.4977861900002}]
["Forest Buffer","NA",1180.4378877918987,{"$f":"IF(SUMIFS(UserCost[User-Defined Annual Cost per Unit],UserCost[BMP],CurrentBMP[[#This Row],[Practice]])>0,SUMIFS(UserCost[User-Defined Annual Cost per Unit],UserCost[BMP],CurrentBMP[[#This Row],[Practice]]),CurrentBMP[[#This Row],[Average Annual Cost/Unit (county-specific)]])","v":1180.4378877918987},null,{"$f":"SUMIFS(Table33[Average Annual Cost],Table33[Stormwater BMP],CurrentBMP[[#This Row],[Practice]])*SUMIFS(CountyAdjustments[King & Hagan Adjustor],CountyAdjustments[County],'BMP Costs'!F$67)","v":1180.4378877918987},{"$f":"SUMIFS(Table33[Average Annual Cost],Table33[Stormwater BMP],CurrentBMP[[#This Row],[Practice]])*SUMIFS(CountyAdjustments[King & Hagan Adjustor],CountyAdjustments[County],'BMP Costs'!G$67)","v":1214.5827853726562},{"$f":"SUMIFS(Table33[Average Annual Cost],Table33[Stormwater BMP],CurrentBMP[[#This Row],[Practice]])*SUMIFS(CountyAdjustments[King & Hagan Adjustor],CountyAdjustments[County],'BMP Costs'!H$67)","v":1208.4854822332352},{"$f":"SUMIFS(Table33[Average Annual Cost],Table33[Stormwater BMP],CurrentBMP[[#This Row],[Practice]])*SUMIFS(CountyAdjustments[King & Hagan Adjustor],CountyAdjustments[County],'BMP Costs'!I$67)","v":1208.4854822332352},{"$f":"SUMIFS(Table33[Average Annual Cost],Table33[Stormwater BMP],CurrentBMP[[#This Row],[Practice]])*SUMIFS(CountyAdjustments[King & Hagan Adjustor],CountyAdjustments[County],'BMP Costs'!J$67)","v":1203.6076397216984},{"$f":"SUMIFS(Table33[Average Annual Cost],Table33[Stormwater BMP],CurrentBMP[[#This Row],[Practice]])*SUMIFS(CountyAdjustments[King & Hagan Adjustor],CountyAdjustments[County],'BMP Costs'!K$67)","v":1187.7546515592039},{"$f":"SUMIFS(Table33[Average Annual Cost],Table33[Stormwater BMP],CurrentBMP[[#This Row],[Practice]])*SUMIFS(CountyAdjustments[King & Hagan Adjustor],CountyAdjustments[County],'BMP Costs'!L$67)","v":1199.9492578380459},{"$f":"SUMIFS(Table33[Average Annual Cost],Table33[Stormwater BMP],CurrentBMP[[#This Row],[Practice]])*SUMIFS(CountyAdjustments[King & Hagan Adjustor],CountyAdjustments[County],'BMP Costs'!M$67)","v":1197.5103365822774},{"$f":"SUMIFS(Table33[Average Annual Cost],Table33[Stormwater BMP],CurrentBMP[[#This Row],[Practice]])*SUMIFS(CountyAdjustments[King & Hagan Adjustor],CountyAdjustments[County],'BMP Costs'!N$67)","v":1203.6076397216984},{"$f":"SUMIFS(Table33[Average Annual Cost],Table33[Stormwater BMP],CurrentBMP[[#This Row],[Practice]])*SUMIFS(CountyAdjustments[King & Hagan Adjustor],CountyAdjustments[County],'BMP Costs'!O$67)","v":1187.7546515592039},{"$f":"SUMIFS(Table33[Average Annual Cost],Table33[Stormwater BMP],CurrentBMP[[#This Row],[Practice]])*SUMIFS(CountyAdjustments[King & Hagan Adjustor],CountyAdjustments[County],'BMP Costs'!P$67)","v":1199.9492578380459},{"$f":"SUMIFS(Table33[Average Annual Cost],Table33[Stormwater BMP],CurrentBMP[[#This Row],[Practice]])*SUMIFS(CountyAdjustments[King & Hagan Adjustor],CountyAdjustments[County],'BMP Costs'!Q$67)","v":1180.4378877918987},{"$f":"SUMIFS(Table33[Average Annual Cost],Table33[Stormwater BMP],CurrentBMP[[#This Row],[Practice]])*SUMIFS(CountyAdjustments[King & Hagan Adjustor],CountyAdjustments[County],'BMP Costs'!R$67)","v":1208.4854822332352},{"$f":"SUMIFS(Table33[Average Annual Cost],Table33[Stormwater BMP],CurrentBMP[[#This Row],[Practice]])*SUMIFS(CountyAdjustments[King & Hagan Adjustor],CountyAdjustments[County],'BMP Costs'!S$67)","v":1208.4854822332352},{"$f":"SUMIFS(Table33[Average Annual Cost],Table33[Stormwater BMP],CurrentBMP[[#This Row],[Practice]])*SUMIFS(CountyAdjustments[King & Hagan Adjustor],CountyAdjustments[County],'BMP Costs'!T$67)","v":1197.5103365822774},{"$f":"SUMIFS(Table33[Average Annual Cost],Table33[Stormwater BMP],CurrentBMP[[#This Row],[Practice]])*SUMIFS(CountyAdjustments[King & Hagan Adjustor],CountyAdjustments[County],'BMP Costs'!U$67)","v":1201.1687184659299},{"$f":"SUMIFS(Table33[Average Annual Cost],Table33[Stormwater BMP],CurrentBMP[[#This Row],[Practice]])*SUMIFS(CountyAdjustments[King & Hagan Adjustor],CountyAdjustments[County],'BMP Costs'!V$67)","v":1206.0465609774667},{"$f":"SUMIFS(Table33[Average Annual Cost],Table33[Stormwater BMP],CurrentBMP[[#This Row],[Practice]])*SUMIFS(CountyAdjustments[King & Hagan Adjustor],CountyAdjustments[County],'BMP Costs'!W$67)","v":1187.7546515592039},{"$f":"SUMIFS(Table33[Average Annual Cost],Table33[Stormwater BMP],CurrentBMP[[#This Row],[Practice]])*SUMIFS(CountyAdjustments[King & Hagan Adjustor],CountyAdjustments[County],'BMP Costs'!X$67)","v":1182.8768090476672},{"$f":"SUMIFS(Table33[Average Annual Cost],Table33[Stormwater BMP],CurrentBMP[[#This Row],[Practice]])*SUMIFS(CountyAdjustments[King & Hagan Adjustor],CountyAdjustments[County],'BMP Costs'!Y$67)","v":1203.6076397216984},{"$f":"SUMIFS(Table33[Average Annual Cost],Table33[Stormwater BMP],CurrentBMP[[#This Row],[Practice]])*SUMIFS(CountyAdjustments[King & Hagan Adjustor],CountyAdjustments[County],'BMP Costs'!Z$67)","v":1187.7546515592039},{"$f":"SUMIFS(Table33[Average Annual Cost],Table33[Stormwater BMP],CurrentBMP[[#This Row],[Practice]])*SUMIFS(CountyAdjustments[King & Hagan Adjustor],CountyAdjustments[County],'BMP Costs'!AA$67)","v":1199.9492578380459},{"$f":"SUMIFS(Table33[Average Annual Cost],Table33[Stormwater BMP],CurrentBMP[[#This Row],[Practice]])*SUMIFS(CountyAdjustments[King & Hagan Adjustor],CountyAdjustments[County],'BMP Costs'!AB$67)","v":1182.8768090476672},{"$f":"SUMIFS(Table33[Average Annual Cost],Table33[Stormwater BMP],CurrentBMP[[#This Row],[Practice]])*SUMIFS(CountyAdjustments[King & Hagan Adjustor],CountyAdjustments[County],'BMP Costs'!AC$67)","v":1182.8768090476672}]
["Urban Tree Planting ","NA",4571.6657685310029,{"$f":"IF(SUMIFS(UserCost[User-Defined Annual Cost per Unit],UserCost[BMP],CurrentBMP[[#This Row],[Practice]])>0,SUMIFS(UserCost[User-Defined Annual Cost per Unit],UserCost[BMP],CurrentBMP[[#This Row],[Practice]]),CurrentBMP[[#This Row],[Average Annual Cost/Unit (county-specific)]])","v":4571.6657685310029},null,{"$f":"SUMIFS(Table33[Average Annual Cost],Table33[Stormwater BMP],CurrentBMP[[#This Row],[Practice]])*SUMIFS(CountyAdjustments[King & Hagan Adjustor],CountyAdjustments[County],'BMP Costs'!F$67)","v":4571.6657685310029},{"$f":"SUMIFS(Table33[Average Annual Cost],Table33[Stormwater BMP],CurrentBMP[[#This Row],[Practice]])*SUMIFS(CountyAdjustments[King & Hagan Adjustor],CountyAdjustments[County],'BMP Costs'!G$67)","v":4703.904034562891},{"$f":"SUMIFS(Table33[Average Annual Cost],Table33[Stormwater BMP],CurrentBMP[[#This Row],[Practice]])*SUMIFS(CountyAdjustments[King & Hagan Adjustor],CountyAdjustments[County],'BMP Costs'!H$67)","v":4680.290058485768},{"$f":"SUMIFS(Table33[Average Annual Cost],Table33[Stormwater BMP],CurrentBMP[[#This Row],[Practice]])*SUMIFS(CountyAdjustments[King & Hagan Adjustor],CountyAdjustments[County],'BMP Costs'!I$67)","v":4680.290058485768},{"$f":"SUMIFS(Table33[Average Annual Cost],Table33[Stormwater BMP],CurrentBMP[[#This Row],[Practice]])*SUMIFS(CountyAdjustments[King & Hagan Adjustor],CountyAdjustments[County],'BMP Costs'!J$67)","v":4661.3988776240694},{"$f":"SUMIFS(Table33[Average Annual Cost],Table33[Stormwater BMP],CurrentBMP[[#This Row],[Practice]])*SUMIFS(CountyAdjustments[King & Hagan Adjustor],CountyAdjustments[County],'BMP Costs'!K$67)","v":4600.0025398235503},{"$f":"SUMIFS(Table33[Average Annual Cost],Table33[Stormwater BMP],CurrentBMP[[#This Row],[Practice]])*SUMIFS(CountyAdjustments[King & Hagan Adjustor],CountyAdjustments[County],'BMP Costs'!L$67)","v":4647.2304919777962},{"$f":"SUMIFS(Table33[Average Annual Cost],Table33[Stormwater BMP],CurrentBMP[[#This Row],[Practice]])*SUMIFS(CountyAdjustments[King & Hagan Adjustor],CountyAdjustments[County],'BMP Costs'!M$67)","v":4637.7849015469465},{"$f":"SUMIFS(Table33[Average Annual Cost],Table33[Stormwater BMP],CurrentBMP[[#This Row],[Practice]])*SUMIFS(CountyAdjustments[King & Hagan Adjustor],CountyAdjustments[County],'BMP Costs'!N$67)","v":4661.3988776240694},{"$f":"SUMIFS(Table33[Average Annual Cost],Table33[Stormwater BMP],CurrentBMP[[#This Row],[Practice]])*SUMIFS(CountyAdjustments[King & Hagan Adjustor],CountyAdjustments[County],'BMP Costs'!O$67)","v":4600.0025398235503},{"$f":"SUMIFS(Table33[Average Annual Cost],Table33[Stormwater BMP],CurrentBMP[[#This Row],[Practice]])*SUMIFS(CountyAdjustments[King & Hagan Adjustor],CountyAdjustments[County],'BMP Costs'!P$67)","v":4647.2304919777962},{"$f":"SUMIFS(Table33[Average Annual Cost],Table33[Stormwater BMP],CurrentBMP[[#This Row],[Practice]])*SUMIFS(CountyAdjustments[King & Hagan Adjustor],CountyAdjustments[County],'BMP Costs'!Q$67)","v":4571.6657685310029},{"$f":"SUMIFS(Table33[Average Annual Cost],Table33[Stormwater BMP],CurrentBMP[[#This Row],[Practice]])*SUMIFS(CountyAdjustments[King & Hagan Adjustor],CountyAdjustments[County],'BMP Costs'!R$67)","v":4680.290058485768},{"$f":"SUMIFS(Table33[Average Annual Cost],Table33[Stormwater BMP],CurrentBMP[[#This Row],[Practice]])*SUMIFS(CountyAdjustments[King & Hagan Adjustor],CountyAdjustments[County],'BMP Costs'!S$67)","v":4680.290058485768},{"$f":"SUMIFS(Table33[Average Annual Cost],Table33[Stormwater BMP],CurrentBMP[[#This Row],[Practice]])*SUMIFS(CountyAdjustments[King & Hagan Adjustor],CountyAdjustments[County],'BMP Costs'!T$67)","v":4637.7849015469465},{"$f":"SUMIFS(Table33[Average Annual Cost],Table33[Stormwater BMP],CurrentBMP[[#This Row],[Practice]])*SUMIFS(CountyAdjustments[King & Hagan Adjustor],CountyAdjustments[County],'BMP Costs'!U$67)","v":4651.9532871932206},{"$f":"SUMIFS(Table33[Average Annual Cost],Table33[Stormwater BMP],CurrentBMP[[#This Row],[Practice]])*SUMIFS(CountyAdjustments[King & Hagan Adjustor],CountyAdjustments[County],'BMP Costs'!V$67)","v":4670.8444680549192},{"$f":"SUMIFS(Table33[Average Annual Cost],Table33[Stormwater BMP],CurrentBMP[[#This Row],[Practice]])*SUMIFS(CountyAdjustments[King & Hagan Adjustor],CountyAdjustments[County],'BMP Costs'!W$67)","v":4600.0025398235503},{"$f":"SUMIFS(Table33[Average Annual Cost],Table33[Stormwater BMP],CurrentBMP[[#This Row],[Practice]])*SUMIFS(CountyAdjustments[King & Hagan Adjustor],CountyAdjustments[County],'BMP Costs'!X$67)","v":4581.1113589618517},{"$f":"SUMIFS(Table33[Average Annual Cost],Table33[Stormwater BMP],CurrentBMP[[#This Row],[Practice]])*SUMIFS(CountyAdjustments[King & Hagan Adjustor],CountyAdjustments[County],'BMP Costs'!Y$67)","v":4661.3988776240694},{"$f":"SUMIFS(Table33[Average Annual Cost],Table33[Stormwater BMP],CurrentBMP[[#This Row],[Practice]])*SUMIFS(CountyAdjustments[King & Hagan Adjustor],CountyAdjustments[County],'BMP Costs'!Z$67)","v":4600.0025398235503},{"$f":"SUMIFS(Table33[Average Annual Cost],Table33[Stormwater BMP],CurrentBMP[[#This Row],[Practice]])*SUMIFS(CountyAdjustments[King & Hagan Adjustor],CountyAdjustments[County],'BMP Costs'!AA$67)","v":4647.2304919777962},{"$f":"SUMIFS(Table33[Average Annual Cost],Table33[Stormwater BMP],CurrentBMP[[#This Row],[Practice]])*SUMIFS(CountyAdjustments[King & Hagan Adjustor],CountyAdjustments[County],'BMP Costs'!AB$67)","v":4581.1113589618517},{"$f":"SUMIFS(Table33[Average Annual Cost],Table33[Stormwater BMP],CurrentBMP[[#This Row],[Practice]])*SUMIFS(CountyAdjustments[King & Hagan Adjustor],CountyAdjustments[County],'BMP Costs'!AC$67)","v":4581.1113589618517}]
["Impervious Cover Removal","RR",10657.111503559319,{"$f":"IF(SUMIFS(UserCost[User-Defined Annual Cost per Unit],UserCost[BMP],CurrentBMP[[#This Row],[Practice]])>0,SUMIFS(UserCost[User-Defined Annual Cost per Unit],UserCost[BMP],CurrentBMP[[#This Row],[Practice]]),CurrentBMP[[#This Row],[Average Annual Cost/Unit (county-specific)]])","v":10657.111503559319},null,{"$f":"SUMIFS(Table33[Average Annual Cost],Table33[Stormwater BMP],CurrentBMP[[#This Row],[Practice]])*SUMIFS(CountyAdjustments[King & Hagan Adjustor],CountyAdjustments[County],'BMP Costs'!F$67)","v":10657.111503559319},{"$f":"SUMIFS(Table33[Average Annual Cost],Table33[Stormwater BMP],CurrentBMP[[#This Row],[Practice]])*SUMIFS(CountyAdjustments[King & Hagan Adjustor],CountyAdjustments[County],'BMP Costs'!G$67)","v":10965.3750594474},{"$f":"SUMIFS(Table33[Average Annual Cost],Table33[Stormwater BMP],CurrentBMP[[#This Row],[Practice]])*SUMIFS(CountyAdjustments[King & Hagan Adjustor],CountyAdjustments[County],'BMP Costs'!H$67)","v":10910.327995895957},{"$f":"SUMIFS(Table33[Average Annual Cost],Table33[Stormwater BMP],CurrentBMP[[#This Row],[Practice]])*SUMIFS(CountyAdjustments[King & Hagan Adjustor],CountyAdjustments[County],'BMP Costs'!I$67)","v":10910.327995895957},{"$f":"SUMIFS(Table33[Average Annual Cost],Table33[Stormwater BMP],CurrentBMP[[#This Row],[Practice]])*SUMIFS(CountyAdjustments[King & Hagan Adjustor],CountyAdjustments[County],'BMP Costs'!J$67)","v":10866.290345054802},{"$f":"SUMIFS(Table33[Average Annual Cost],Table33[Stormwater BMP],CurrentBMP[[#This Row],[Practice]])*SUMIFS(CountyAdjustments[King & Hagan Adjustor],CountyAdjustments[County],'BMP Costs'!K$67)","v":10723.167979821052},{"$f":"SUMIFS(Table33[Average Annual Cost],Table33[Stormwater BMP],CurrentBMP[[#This Row],[Practice]])*SUMIFS(CountyAdjustments[King & Hagan Adjustor],CountyAdjustments[County],'BMP Costs'!L$67)","v":10833.262106923938},{"$f":"SUMIFS(Table33[Average Annual Cost],Table33[Stormwater BMP],CurrentBMP[[#This Row],[Practice]])*SUMIFS(CountyAdjustments[King & Hagan Adjustor],CountyAdjustments[County],'BMP Costs'!M$67)","v":10811.243281503361},{"$f":"SUMIFS(Table33[Average Annual Cost],Table33[Stormwater BMP],CurrentBMP[[#This Row],[Practice]])*SUMIFS(CountyAdjustments[King & Hagan Adjustor],CountyAdjustments[County],'BMP Costs'!N$67)","v":10866.290345054802},{"$f":"SUMIFS(Table33[Average Annual Cost],Table33[Stormwater BMP],CurrentBMP[[#This Row],[Practice]])*SUMIFS(CountyAdjustments[King & Hagan Adjustor],CountyAdjustments[County],'BMP Costs'!O$67)","v":10723.167979821052},{"$f":"SUMIFS(Table33[Average Annual Cost],Table33[Stormwater BMP],CurrentBMP[[#This Row],[Practice]])*SUMIFS(CountyAdjustments[King & Hagan Adjustor],CountyAdjustments[County],'BMP Costs'!P$67)","v":10833.262106923938},{"$f":"SUMIFS(Table33[Average Annual Cost],Table33[Stormwater BMP],CurrentBMP[[#This Row],[Practice]])*SUMIFS(CountyAdjustments[King & Hagan Adjustor],CountyAdjustments[County],'BMP Costs'!Q$67)","v":10657.111503559319},{"$f":"SUMIFS(Table33[Average Annual Cost],Table33[Stormwater BMP],CurrentBMP[[#This Row],[Practice]])*SUMIFS(CountyAdjustments[King & Hagan Adjustor],CountyAdjustments[County],'BMP Costs'!R$67)","v":10910.327995895957},{"$f":"SUMIFS(Table33[Average Annual Cost],Table33[Stormwater BMP],CurrentBMP[[#This Row],[Practice]])*SUMIFS(CountyAdjustments[King & Hagan Adjustor],CountyAdjustments[County],'BMP Costs'!S$67)","v":10910.327995895957},{"$f":"SUMIFS(Table33[Average Annual Cost],Table33[Stormwater BMP],CurrentBMP[[#This Row],[Practice]])*SUMIFS(CountyAdjustments[King & Hagan Adjustor],CountyAdjustments[County],'BMP Costs'!T$67)","v":10811.243281503361},{"$f":"SUMIFS(Table33[Average Annual Cost],Table33[Stormwater BMP],CurrentBMP[[#This Row],[Practice]])*SUMIFS(CountyAdjustments[King & Hagan Adjustor],CountyAdjustments[County],'BMP Costs'!U$67)","v":10844.271519634225},{"$f":"SUMIFS(Table33[Average Annual Cost],Table33[Stormwater BMP],CurrentBMP[[#This Row],[Practice]])*SUMIFS(CountyAdjustments[King & Hagan Adjustor],CountyAdjustments[County],'BMP Costs'!V$67)","v":10888.309170475381},{"$f":"SUMIFS(Table33[Average Annual Cost],Table33[Stormwater BMP],CurrentBMP[[#This Row],[Practice]])*SUMIFS(CountyAdjustments[King & Hagan Adjustor],CountyAdjustments[County],'BMP Costs'!W$67)","v":10723.167979821052},{"$f":"SUMIFS(Table33[Average Annual Cost],Table33[Stormwater BMP],CurrentBMP[[#This Row],[Practice]])*SUMIFS(CountyAdjustments[King & Hagan Adjustor],CountyAdjustments[County],'BMP Costs'!X$67)","v":10679.130328979898},{"$f":"SUMIFS(Table33[Average Annual Cost],Table33[Stormwater BMP],CurrentBMP[[#This Row],[Practice]])*SUMIFS(CountyAdjustments[King & Hagan Adjustor],CountyAdjustments[County],'BMP Costs'!Y$67)","v":10866.290345054802},{"$f":"SUMIFS(Table33[Average Annual Cost],Table33[Stormwater BMP],CurrentBMP[[#This Row],[Practice]])*SUMIFS(CountyAdjustments[King & Hagan Adjustor],CountyAdjustments[County],'BMP Costs'!Z$67)","v":10723.167979821052},{"$f":"SUMIFS(Table33[Average Annual Cost],Table33[Stormwater BMP],CurrentBMP[[#This Row],[Practice]])*SUMIFS(CountyAdjustments[King & Hagan Adjustor],CountyAdjustments[County],'BMP Costs'!AA$67)","v":10833.262106923938},{"$f":"SUMIFS(Table33[Average Annual Cost],Table33[Stormwater BMP],CurrentBMP[[#This Row],[Practice]])*SUMIFS(CountyAdjustments[King & Hagan Adjustor],CountyAdjustments[County],'BMP Costs'!AB$67)","v":10679.130328979898},{"$f":"SUMIFS(Table33[Average Annual Cost],Table33[Stormwater BMP],CurrentBMP[[#This Row],[Practice]])*SUMIFS(CountyAdjustments[King & Hagan Adjustor],CountyAdjustments[County],'BMP Costs'!AC$67)","v":10679.130328979898}]
["Urban Cover Crop","NA",3521.837096975959,{"$f":"IF(SUMIFS(UserCost[User-Defined Annual Cost per Unit],UserCost[BMP],CurrentBMP[[#This Row],[Practice]])>0,SUMIFS(UserCost[User-Defined Annual Cost per Unit],UserCost[BMP],CurrentBMP[[#This Row],[Practice]]),CurrentBMP[[#This Row],[Average Annual Cost/Unit (county-specific)]])","v":3521.837096975959},null,{"$f":"SUMIFS(Table33[Average Annual Cost],Table33[Stormwater BMP],CurrentBMP[[#This Row],[Practice]])*SUMIFS(CountyAdjustments[King & Hagan Adjustor],CountyAdjustments[County],'BMP Costs'!F$67)","v":3521.837096975959},{"$f":"SUMIFS(Table33[Average Annual Cost],Table33[Stormwater BMP],CurrentBMP[[#This Row],[Practice]])*SUMIFS(CountyAdjustments[King & Hagan Adjustor],CountyAdjustments[County],'BMP Costs'!G$67)","v":3623.7084179628669},{"$f":"SUMIFS(Table33[Average Annual Cost],Table33[Stormwater BMP],CurrentBMP[[#This Row],[Practice]])*SUMIFS(CountyAdjustments[King & Hagan Adjustor],CountyAdjustments[County],'BMP Costs'!H$67)","v":3605.517110643776},{"$f":"SUMIFS(Table33[Average Annual Cost],Table33[Stormwater BMP],CurrentBMP[[#This Row],[Practice]])*SUMIFS(CountyAdjustments[King & Hagan Adjustor],CountyAdjustments[County],'BMP Costs'!I$67)","v":3605.517110643776},{"$f":"SUMIFS(Table33[Average Annual Cost],Table33[Stormwater BMP],CurrentBMP[[#This Row],[Practice]])*SUMIFS(CountyAdjustments[King & Hagan Adjustor],CountyAdjustments[County],'BMP Costs'!J$67)","v":3590.9640647885035},{"$f":"SUMIFS(Table33[Average Annual Cost],Table33[Stormwater BMP],CurrentBMP[[#This Row],[Practice]])*SUMIFS(CountyAdjustments[King & Hagan Adjustor],CountyAdjustments[County],'BMP Costs'!K$67)","v":3543.6666657588676},{"$f":"SUMIFS(Table33[Average Annual Cost],Table33[Stormwater BMP],CurrentBMP[[#This Row],[Practice]])*SUMIFS(CountyAdjustments[King & Hagan Adjustor],CountyAdjustments[County],'BMP Costs'!L$67)","v":3580.0492803970492},{"$f":"SUMIFS(Table33[Average Annual Cost],Table33[Stormwater BMP],CurrentBMP[[#This Row],[Practice]])*SUMIFS(CountyAdjustments[King & Hagan Adjustor],CountyAdjustments[County],'BMP Costs'!M$67)","v":3572.7727574694127},{"$f":"SUMIFS(Table33[Average Annual Cost],Table33[Stormwater BMP],CurrentBMP[[#This Row],[Practice]])*SUMIFS(CountyAdjustments[King & Hagan Adjustor],CountyAdjustments[County],'BMP Costs'!N$67)","v":3590.9640647885035},{"$f":"SUMIFS(Table33[Average Annual Cost],Table33[Stormwater BMP],CurrentBMP[[#This Row],[Practice]])*SUMIFS(CountyAdjustments[King & Hagan Adjustor],CountyAdjustments[County],'BMP Costs'!O$67)","v":3543.6666657588676},{"$f":"SUMIFS(Table33[Average Annual Cost],Table33[Stormwater BMP],CurrentBMP[[#This Row],[Practice]])*SUMIFS(CountyAdjustments[King & Hagan Adjustor],CountyAdjustments[County],'BMP Costs'!P$67)","v":3580.0492803970492},{"$f":"SUMIFS(Table33[Average Annual Cost],Table33[Stormwater BMP],CurrentBMP[[#This Row],[Practice]])*SUMIFS(CountyAdjustments[King & Hagan Adjustor],CountyAdjustments[County],'BMP Costs'!Q$67)","v":3521.837096975959},{"$f":"SUMIFS(Table33[Average Annual Cost],Table33[Stormwater BMP],CurrentBMP[[#This Row],[Practice]])*SUMIFS(CountyAdjustments[King & Hagan Adjustor],CountyAdjustments[County],'BMP Costs'!R$67)","v":3605.517110643776},{"$f":"SUMIFS(Table33[Average Annual Cost],Table33[Stormwater BMP],CurrentBMP[[#This Row],[Practice]])*SUMIFS(CountyAdjustments[King & Hagan Adjustor],CountyAdjustments[County],'BMP Costs'!S$67)","v":3605.517110643776},{"$f":"SUMIFS(Table33[Average Annual Cost],Table33[Stormwater BMP],CurrentBMP[[#This Row],[Practice]])*SUMIFS(CountyAdjustments[King & Hagan Adjustor],CountyAdjustments[County],'BMP Costs'!T$67)","v":3572.7727574694127},{"$f":"SUMIFS(Table33[Average Annual Cost],Table33[Stormwater BMP],CurrentBMP[[#This Row],[Practice]])*SUMIFS(CountyAdjustments[King & Hagan Adjustor],CountyAdjustments[County],'BMP Costs'!U$67)","v":3583.6875418608674},{"$f":"SUMIFS(Table33[Average Annual Cost],Table33[Stormwater BMP],CurrentBMP[[#This Row],[Practice]])*SUMIFS(CountyAdjustments[King & Hagan Adjustor],CountyAdjustments[County],'BMP Costs'!V$67)","v":3598.24058771614},{"$f":"SUMIFS(Table33[Average Annual Cost],Table33[Stormwater BMP],CurrentBMP[[#This Row],[Practice]])*SUMIFS(CountyAdjustments[King & Hagan Adjustor],CountyAdjustments[County],'BMP Costs'!W$67)","v":3543.6666657588676},{"$f":"SUMIFS(Table33[Average Annual Cost],Table33[Stormwater BMP],CurrentBMP[[#This Row],[Practice]])*SUMIFS(CountyAdjustments[King & Hagan Adjustor],CountyAdjustments[County],'BMP Costs'!X$67)","v":3529.113619903595},{"$f":"SUMIFS(Table33[Average Annual Cost],Table33[Stormwater BMP],CurrentBMP[[#This Row],[Practice]])*SUMIFS(CountyAdjustments[King & Hagan Adjustor],CountyAdjustments[County],'BMP Costs'!Y$67)","v":3590.9640647885035},{"$f":"SUMIFS(Table33[Average Annual Cost],Table33[Stormwater BMP],CurrentBMP[[#This Row],[Practice]])*SUMIFS(CountyAdjustments[King & Hagan Adjustor],CountyAdjustments[County],'BMP Costs'!Z$67)","v":3543.6666657588676},{"$f":"SUMIFS(Table33[Average Annual Cost],Table33[Stormwater BMP],CurrentBMP[[#This Row],[Practice]])*SUMIFS(CountyAdjustments[King & Hagan Adjustor],CountyAdjustments[County],'BMP Costs'!AA$67)","v":3580.0492803970492},{"$f":"SUMIFS(Table33[Average Annual Cost],Table33[Stormwater BMP],CurrentBMP[[#This Row],[Practice]])*SUMIFS(CountyAdjustments[King & Hagan Adjustor],CountyAdjustments[County],'BMP Costs'!AB$67)","v":3529.113619903595},{"$f":"SUMIFS(Table33[Average Annual Cost],Table33[Stormwater BMP],CurrentBMP[[#This Row],[Practice]])*SUMIFS(CountyAdjustments[King & Hagan Adjustor],CountyAdjustments[County],'BMP Costs'!AC$67)","v":3529.113619903595}]
["Soil Augmentation ","NA",5524.1814350261757,{"$f":"IF(SUMIFS(UserCost[User-Defined Annual Cost per Unit],UserCost[BMP],CurrentBMP[[#This Row],[Practice]])>0,SUMIFS(UserCost[User-Defined Annual Cost per Unit],UserCost[BMP],CurrentBMP[[#This Row],[Practice]]),CurrentBMP[[#This Row],[Average Annual Cost/Unit (county-specific)]])","v":5524.1814350261757},null,{"$f":"SUMIFS(Table33[Average Annual Cost],Table33[Stormwater BMP],CurrentBMP[[#This Row],[Practice]])*SUMIFS(CountyAdjustments[King & Hagan Adjustor],CountyAdjustments[County],'BMP Costs'!F$67)","v":5524.1814350261757},{"$f":"SUMIFS(Table33[Average Annual Cost],Table33[Stormwater BMP],CurrentBMP[[#This Row],[Practice]])*SUMIFS(CountyAdjustments[King & Hagan Adjustor],CountyAdjustments[County],'BMP Costs'!G$67)","v":5683.9718071137095},{"$f":"SUMIFS(Table33[Average Annual Cost],Table33[Stormwater BMP],CurrentBMP[[#This Row],[Practice]])*SUMIFS(CountyAdjustments[King & Hagan Adjustor],CountyAdjustments[County],'BMP Costs'!H$67)","v":5655.4378120980782},{"$f":"SUMIFS(Table33[Average Annual Cost],Table33[Stormwater BMP],CurrentBMP[[#This Row],[Practice]])*SUMIFS(CountyAdjustments[King & Hagan Adjustor],CountyAdjustments[County],'BMP Costs'!I$67)","v":5655.4378120980782},{"$f":"SUMIFS(Table33[Average Annual Cost],Table33[Stormwater BMP],CurrentBMP[[#This Row],[Practice]])*SUMIFS(CountyAdjustments[King & Hagan Adjustor],CountyAdjustments[County],'BMP Costs'!J$67)","v":5632.6106160855734},{"$f":"SUMIFS(Table33[Average Annual Cost],Table33[Stormwater BMP],CurrentBMP[[#This Row],[Practice]])*SUMIFS(CountyAdjustments[King & Hagan Adjustor],CountyAdjustments[County],'BMP Costs'!K$67)","v":5558.4222290449325},{"$f":"SUMIFS(Table33[Average Annual Cost],Table33[Stormwater BMP],CurrentBMP[[#This Row],[Practice]])*SUMIFS(CountyAdjustments[King & Hagan Adjustor],CountyAdjustments[County],'BMP Costs'!L$67)","v":5615.490219076195},{"$f":"SUMIFS(Table33[Average Annual Cost],Table33[Stormwater BMP],CurrentBMP[[#This Row],[Practice]])*SUMIFS(CountyAdjustments[King & Hagan Adjustor],CountyAdjustments[County],'BMP Costs'!M$67)","v":5604.0766210699421},{"$f":"SUMIFS(Table33[Average Annual Cost],Table33[Stormwater BMP],CurrentBMP[[#This Row],[Practice]])*SUMIFS(CountyAdjustments[King & Hagan Adjustor],CountyAdjustments[County],'BMP Costs'!N$67)","v":5632.6106160855734},{"$f":"SUMIFS(Table33[Average Annual Cost],Table33[Stormwater BMP],CurrentBMP[[#This Row],[Practice]])*SUMIFS(CountyAdjustments[King & Hagan Adjustor],CountyAdjustments[County],'BMP Costs'!O$67)","v":5558.4222290449325},{"$f":"SUMIFS(Table33[Average Annual Cost],Table33[Stormwater BMP],CurrentBMP[[#This Row],[Practice]])*SUMIFS(CountyAdjustments[King & Hagan Adjustor],CountyAdjustments[County],'BMP Costs'!P$67)","v":5615.490219076195},{"$f":"SUMIFS(Table33[Average Annual Cost],Table33[Stormwater BMP],CurrentBMP[[#This Row],[Practice]])*SUMIFS(CountyAdjustments[King & Hagan Adjustor],CountyAdjustments[County],'BMP Costs'!Q$67)","v":5524.1814350261757},{"$f":"SUMIFS(Table33[Average Annual Cost],Table33[Stormwater BMP],CurrentBMP[[#This Row],[Practice]])*SUMIFS(CountyAdjustments[King & Hagan Adjustor],CountyAdjustments[County],'BMP Costs'!R$67)","v":5655.4378120980782},{"$f":"SUMIFS(Table33[Average Annual Cost],Table33[Stormwater BMP],CurrentBMP[[#This Row],[Practice]])*SUMIFS(CountyAdjustments[King & Hagan Adjustor],CountyAdjustments[County],'BMP Costs'!S$67)","v":5655.4378120980782},{"$f":"SUMIFS(Table33[Average Annual Cost],Table33[Stormwater BMP],CurrentBMP[[#This Row],[Practice]])*SUMIFS(CountyAdjustments[King & Hagan Adjustor],CountyAdjustments[County],'BMP Costs'!T$67)","v":5604.0766210699421},{"$f":"SUMIFS(Table33[Average Annual Cost],Table33[Stormwater BMP],CurrentBMP[[#This Row],[Practice]])*SUMIFS(CountyAdjustments[King & Hagan Adjustor],CountyAdjustments[County],'BMP Costs'!U$67)","v":5621.1970180793214},{"$f":"SUMIFS(Table33[Average Annual Cost],Table33[Stormwater BMP],CurrentBMP[[#This Row],[Practice]])*SUMIFS(CountyAdjustments[King & Hagan Adjustor],CountyAdjustments[County],'BMP Costs'!V$67)","v":5644.0242140918263},{"$f":"SUMIFS(Table33[Average Annual Cost],Table33[Stormwater BMP],CurrentBMP[[#This Row],[Practice]])*SUMIFS(CountyAdjustments[King & Hagan Adjustor],CountyAdjustments[County],'BMP Costs'!W$67)","v":5558.4222290449325},{"$f":"SUMIFS(Table33[Average Annual Cost],Table33[Stormwater BMP],CurrentBMP[[#This Row],[Practice]])*SUMIFS(CountyAdjustments[King & Hagan Adjustor],CountyAdjustments[County],'BMP Costs'!X$67)","v":5535.5950330324276},{"$f":"SUMIFS(Table33[Average Annual Cost],Table33[Stormwater BMP],CurrentBMP[[#This Row],[Practice]])*SUMIFS(CountyAdjustments[King & Hagan Adjustor],CountyAdjustments[County],'BMP Costs'!Y$67)","v":5632.6106160855734},{"$f":"SUMIFS(Table33[Average Annual Cost],Table33[Stormwater BMP],CurrentBMP[[#This Row],[Practice]])*SUMIFS(CountyAdjustments[King & Hagan Adjustor],CountyAdjustments[County],'BMP Costs'!Z$67)","v":5558.4222290449325},{"$f":"SUMIFS(Table33[Average Annual Cost],Table33[Stormwater BMP],CurrentBMP[[#This Row],[Practice]])*SUMIFS(CountyAdjustments[King & Hagan Adjustor],CountyAdjustments[County],'BMP Costs'!AA$67)","v":5615.490219076195},{"$f":"SUMIFS(Table33[Average Annual Cost],Table33[Stormwater BMP],CurrentBMP[[#This Row],[Practice]])*SUMIFS(CountyAdjustments[King & Hagan Adjustor],CountyAdjustments[County],'BMP Costs'!AB$67)","v":5535.5950330324276},{"$f":"SUMIFS(Table33[Average Annual Cost],Table33[Stormwater BMP],CurrentBMP[[#This Row],[Practice]])*SUMIFS(CountyAdjustments[King & Hagan Adjustor],CountyAdjustments[County],'BMP Costs'!AC$67)","v":5535.5950330324276}]
["Pet Waste Program","NA",757.93317747627179,{"$f":"IF(SUMIFS(UserCost[User-Defined Annual Cost per Unit],UserCost[BMP],CurrentBMP[[#This Row],[Practice]])>0,SUMIFS(UserCost[User-Defined Annual Cost per Unit],UserCost[BMP],CurrentBMP[[#This Row],[Practice]]),CurrentBMP[[#This Row],[Average Annual Cost/Unit (county-specific)]])","v":757.93317747627179},null,{"$f":"SUMIFS(Table33[Average Annual Cost],Table33[Stormwater BMP],CurrentBMP[[#This Row],[Practice]])*SUMIFS(CountyAdjustments[King & Hagan Adjustor],CountyAdjustments[County],'BMP Costs'!F$67)","v":757.93317747627179},{"$f":"SUMIFS(Table33[Average Annual Cost],Table33[Stormwater BMP],CurrentBMP[[#This Row],[Practice]])*SUMIFS(CountyAdjustments[King & Hagan Adjustor],CountyAdjustments[County],'BMP Costs'!G$67)","v":779.8568644280648},{"$f":"SUMIFS(Table33[Average Annual Cost],Table33[Stormwater BMP],CurrentBMP[[#This Row],[Practice]])*SUMIFS(CountyAdjustments[King & Hagan Adjustor],CountyAdjustments[County],'BMP Costs'!H$67)","v":775.94192032953038},{"$f":"SUMIFS(Table33[Average Annual Cost],Table33[Stormwater BMP],CurrentBMP[[#This Row],[Practice]])*SUMIFS(CountyAdjustments[King & Hagan Adjustor],CountyAdjustments[County],'BMP Costs'!I$67)","v":775.94192032953038},{"$f":"SUMIFS(Table33[Average Annual Cost],Table33[Stormwater BMP],CurrentBMP[[#This Row],[Practice]])*SUMIFS(CountyAdjustments[King & Hagan Adjustor],CountyAdjustments[County],'BMP Costs'!J$67)","v":772.80996505070277},{"$f":"SUMIFS(Table33[Average Annual Cost],Table33[Stormwater BMP],CurrentBMP[[#This Row],[Practice]])*SUMIFS(CountyAdjustments[King & Hagan Adjustor],CountyAdjustments[County],'BMP Costs'!K$67)","v":762.63111039451314},{"$f":"SUMIFS(Table33[Average Annual Cost],Table33[Stormwater BMP],CurrentBMP[[#This Row],[Practice]])*SUMIFS(CountyAdjustments[King & Hagan Adjustor],CountyAdjustments[County],'BMP Costs'!L$67)","v":770.4609985915821},{"$f":"SUMIFS(Table33[Average Annual Cost],Table33[Stormwater BMP],CurrentBMP[[#This Row],[Practice]])*SUMIFS(CountyAdjustments[King & Hagan Adjustor],CountyAdjustments[County],'BMP Costs'!M$67)","v":768.89502095216835},{"$f":"SUMIFS(Table33[Average Annual Cost],Table33[Stormwater BMP],CurrentBMP[[#This Row],[Practice]])*SUMIFS(CountyAdjustments[King & Hagan Adjustor],CountyAdjustments[County],'BMP Costs'!N$67)","v":772.80996505070277},{"$f":"SUMIFS(Table33[Average Annual Cost],Table33[Stormwater BMP],CurrentBMP[[#This Row],[Practice]])*SUMIFS(CountyAdjustments[King & Hagan Adjustor],CountyAdjustments[County],'BMP Costs'!O$67)","v":762.63111039451314},{"$f":"SUMIFS(Table33[Average Annual Cost],Table33[Stormwater BMP],CurrentBMP[[#This Row],[Practice]])*SUMIFS(CountyAdjustments[King & Hagan Adjustor],CountyAdjustments[County],'BMP Costs'!P$67)","v":770.4609985915821},{"$f":"SUMIFS(Table33[Average Annual Cost],Table33[Stormwater BMP],CurrentBMP[[#This Row],[Practice]])*SUMIFS(CountyAdjustments[King & Hagan Adjustor],CountyAdjustments[County],'BMP Costs'!Q$67)","v":757.93317747627179},{"$f":"SUMIFS(Table33[Average Annual Cost],Table33[Stormwater BMP],CurrentBMP[[#This Row],[Practice]])*SUMIFS(CountyAdjustments[King & Hagan Adjustor],CountyAdjustments[County],'BMP Costs'!R$67)","v":775.94192032953038},{"$f":"SUMIFS(Table33[Average Annual Cost],Table33[Stormwater BMP],CurrentBMP[[#This Row],[Practice]])*SUMIFS(CountyAdjustments[King & Hagan Adjustor],CountyAdjustments[County],'BMP Costs'!S$67)","v":775.94192032953038},{"$f":"SUMIFS(Table33[Average Annual Cost],Table33[Stormwater BMP],CurrentBMP[[#This Row],[Practice]])*SUMIFS(CountyAdjustments[King & Hagan Adjustor],CountyAdjustments[County],'BMP Costs'!T$67)","v":768.89502095216835},{"$f":"SUMIFS(Table33[Average Annual Cost],Table33[Stormwater BMP],CurrentBMP[[#This Row],[Practice]])*SUMIFS(CountyAdjustments[King & Hagan Adjustor],CountyAdjustments[County],'BMP Costs'!U$67)","v":771.24398741128903},{"$f":"SUMIFS(Table33[Average Annual Cost],Table33[Stormwater BMP],CurrentBMP[[#This Row],[Practice]])*SUMIFS(CountyAdjustments[King & Hagan Adjustor],CountyAdjustments[County],'BMP Costs'!V$67)","v":774.37594269011663},{"$f":"SUMIFS(Table33[Average Annual Cost],Table33[Stormwater BMP],CurrentBMP[[#This Row],[Practice]])*SUMIFS(CountyAdjustments[King & Hagan Adjustor],CountyAdjustments[County],'BMP Costs'!W$67)","v":762.63111039451314},{"$f":"SUMIFS(Table33[Average Annual Cost],Table33[Stormwater BMP],CurrentBMP[[#This Row],[Practice]])*SUMIFS(CountyAdjustments[King & Hagan Adjustor],CountyAdjustments[County],'BMP Costs'!X$67)","v":759.49915511568565},{"$f":"SUMIFS(Table33[Average Annual Cost],Table33[Stormwater BMP],CurrentBMP[[#This Row],[Practice]])*SUMIFS(CountyAdjustments[King & Hagan Adjustor],CountyAdjustments[County],'BMP Costs'!Y$67)","v":772.80996505070277},{"$f":"SUMIFS(Table33[Average Annual Cost],Table33[Stormwater BMP],CurrentBMP[[#This Row],[Practice]])*SUMIFS(CountyAdjustments[King & Hagan Adjustor],CountyAdjustments[County],'BMP Costs'!Z$67)","v":762.63111039451314},{"$f":"SUMIFS(Table33[Average Annual Cost],Table33[Stormwater BMP],CurrentBMP[[#This Row],[Practice]])*SUMIFS(CountyAdjustments[King & Hagan Adjustor],CountyAdjustments[County],'BMP Costs'!AA$67)","v":770.4609985915821},{"$f":"SUMIFS(Table33[Average Annual Cost],Table33[Stormwater BMP],CurrentBMP[[#This Row],[Practice]])*SUMIFS(CountyAdjustments[King & Hagan Adjustor],CountyAdjustments[County],'BMP Costs'!AB$67)","v":759.49915511568565},{"$f":"SUMIFS(Table33[Average Annual Cost],Table33[Stormwater BMP],CurrentBMP[[#This Row],[Practice]])*SUMIFS(CountyAdjustments[King & Hagan Adjustor],CountyAdjustments[County],'BMP Costs'!AC$67)","v":759.49915511568565}]
["Street Sweeping","NA",846.36240537190372,{"$f":"IF(SUMIFS(UserCost[User-Defined Annual Cost per Unit],UserCost[BMP],CurrentBMP[[#This Row],[Practice]])>0,SUMIFS(UserCost[User-Defined Annual Cost per Unit],UserCost[BMP],CurrentBMP[[#This Row],[Practice]]),CurrentBMP[[#This Row],[Average Annual Cost/Unit (county-specific)]])","v":846.36240537190372},null,{"$f":"SUMIFS(Table33[Average Annual Cost],Table33[Stormwater BMP],CurrentBMP[[#This Row],[Practice]])*SUMIFS(CountyAdjustments[King & Hagan Adjustor],CountyAdjustments[County],'BMP Costs'!F$67)","v":846.36240537190372},{"$f":"SUMIFS(Table33[Average Annual Cost],Table33[Stormwater BMP],CurrentBMP[[#This Row],[Practice]])*SUMIFS(CountyAdjustments[King & Hagan Adjustor],CountyAdjustments[County],'BMP Costs'!G$67)","v":870.84396255208276},{"$f":"SUMIFS(Table33[Average Annual Cost],Table33[Stormwater BMP],CurrentBMP[[#This Row],[Practice]])*SUMIFS(CountyAdjustments[King & Hagan Adjustor],CountyAdjustments[County],'BMP Costs'!H$67)","v":866.47225591276504},{"$f":"SUMIFS(Table33[Average Annual Cost],Table33[Stormwater BMP],CurrentBMP[[#This Row],[Practice]])*SUMIFS(CountyAdjustments[King & Hagan Adjustor],CountyAdjustments[County],'BMP Costs'!I$67)","v":866.47225591276504},{"$f":"SUMIFS(Table33[Average Annual Cost],Table33[Stormwater BMP],CurrentBMP[[#This Row],[Practice]])*SUMIFS(CountyAdjustments[King & Hagan Adjustor],CountyAdjustments[County],'BMP Costs'!J$67)","v":862.9748906013109},{"$f":"SUMIFS(Table33[Average Annual Cost],Table33[Stormwater BMP],CurrentBMP[[#This Row],[Practice]])*SUMIFS(CountyAdjustments[King & Hagan Adjustor],CountyAdjustments[County],'BMP Costs'!K$67)","v":851.60845333908492},{"$f":"SUMIFS(Table33[Average Annual Cost],Table33[Stormwater BMP],CurrentBMP[[#This Row],[Practice]])*SUMIFS(CountyAdjustments[King & Hagan Adjustor],CountyAdjustments[County],'BMP Costs'!L$67)","v":860.35186661772025},{"$f":"SUMIFS(Table33[Average Annual Cost],Table33[Stormwater BMP],CurrentBMP[[#This Row],[Practice]])*SUMIFS(CountyAdjustments[King & Hagan Adjustor],CountyAdjustments[County],'BMP Costs'!M$67)","v":858.60318396199318},{"$f":"SUMIFS(Table33[Average Annual Cost],Table33[Stormwater BMP],CurrentBMP[[#This Row],[Practice]])*SUMIFS(CountyAdjustments[King & Hagan Adjustor],CountyAdjustments[County],'BMP Costs'!N$67)","v":862.9748906013109},{"$f":"SUMIFS(Table33[Average Annual Cost],Table33[Stormwater BMP],CurrentBMP[[#This Row],[Practice]])*SUMIFS(CountyAdjustments[King & Hagan Adjustor],CountyAdjustments[County],'BMP Costs'!O$67)","v":851.60845333908492},{"$f":"SUMIFS(Table33[Average Annual Cost],Table33[Stormwater BMP],CurrentBMP[[#This Row],[Practice]])*SUMIFS(CountyAdjustments[King & Hagan Adjustor],CountyAdjustments[County],'BMP Costs'!P$67)","v":860.35186661772025},{"$f":"SUMIFS(Table33[Average Annual Cost],Table33[Stormwater BMP],CurrentBMP[[#This Row],[Practice]])*SUMIFS(CountyAdjustments[King & Hagan Adjustor],CountyAdjustments[County],'BMP Costs'!Q$67)","v":846.36240537190372},{"$f":"SUMIFS(Table33[Average Annual Cost],Table33[Stormwater BMP],CurrentBMP[[#This Row],[Practice]])*SUMIFS(CountyAdjustments[King & Hagan Adjustor],CountyAdjustments[County],'BMP Costs'!R$67)","v":866.47225591276504},{"$f":"SUMIFS(Table33[Average Annual Cost],Table33[Stormwater BMP],CurrentBMP[[#This Row],[Practice]])*SUMIFS(CountyAdjustments[King & Hagan Adjustor],CountyAdjustments[County],'BMP Costs'!S$67)","v":866.47225591276504},{"$f":"SUMIFS(Table33[Average Annual Cost],Table33[Stormwater BMP],CurrentBMP[[#This Row],[Practice]])*SUMIFS(CountyAdjustments[King & Hagan Adjustor],CountyAdjustments[County],'BMP Costs'!T$67)","v":858.60318396199318},{"$f":"SUMIFS(Table33[Average Annual Cost],Table33[Stormwater BMP],CurrentBMP[[#This Row],[Practice]])*SUMIFS(CountyAdjustments[King & Hagan Adjustor],CountyAdjustments[County],'BMP Costs'!U$67)","v":861.22620794558384},{"$f":"SUMIFS(Table33[Average Annual Cost],Table33[Stormwater BMP],CurrentBMP[[#This Row],[Practice]])*SUMIFS(CountyAdjustments[King & Hagan Adjustor],CountyAdjustments[County],'BMP Costs'!V$67)","v":864.72357325703797},{"$f":"SUMIFS(Table33[Average Annual Cost],Table33[Stormwater BMP],CurrentBMP[[#This Row],[Practice]])*SUMIFS(CountyAdjustments[King & Hagan Adjustor],CountyAdjustments[County],'BMP Costs'!W$67)","v":851.60845333908492},{"$f":"SUMIFS(Table33[Average Annual Cost],Table33[Stormwater BMP],CurrentBMP[[#This Row],[Practice]])*SUMIFS(CountyAdjustments[King & Hagan Adjustor],CountyAdjustments[County],'BMP Costs'!X$67)","v":848.11108802763079},{"$f":"SUMIFS(Table33[Average Annual Cost],Table33[Stormwater BMP],CurrentBMP[[#This Row],[Practice]])*SUMIFS(CountyAdjustments[King & Hagan Adjustor],CountyAdjustments[County],'BMP Costs'!Y$67)","v":862.9748906013109},{"$f":"SUMIFS(Table33[Average Annual Cost],Table33[Stormwater BMP],CurrentBMP[[#This Row],[Practice]])*SUMIFS(CountyAdjustments[King & Hagan Adjustor],CountyAdjustments[County],'BMP Costs'!Z$67)","v":851.60845333908492},{"$f":"SUMIFS(Table33[Average Annual Cost],Table33[Stormwater BMP],CurrentBMP[[#This Row],[Practice]])*SUMIFS(CountyAdjustments[King & Hagan Adjustor],CountyAdjustments[County],'BMP Costs'!AA$67)","v":860.35186661772025},{"$f":"SUMIFS(Table33[Average Annual Cost],Table33[Stormwater BMP],CurrentBMP[[#This Row],[Practice]])*SUMIFS(CountyAdjustments[King & Hagan Adjustor],CountyAdjustments[County],'BMP Costs'!AB$67)","v":848.11108802763079},{"$f":"SUMIFS(Table33[Average Annual Cost],Table33[Stormwater BMP],CurrentBMP[[#This Row],[Practice]])*SUMIFS(CountyAdjustments[King & Hagan Adjustor],CountyAdjustments[County],'BMP Costs'!AC$67)","v":848.11108802763079}]
["Urban Nutrient Management","NA",382.04446954120124,{"$f":"IF(SUMIFS(UserCost[User-Defined Annual Cost per Unit],UserCost[BMP],CurrentBMP[[#This Row],[Practice]])>0,SUMIFS(UserCost[User-Defined Annual Cost per Unit],UserCost[BMP],CurrentBMP[[#This Row],[Practice]]),CurrentBMP[[#This Row],[Average Annual Cost/Unit (county-specific)]])","v":382.04446954120124},null,{"$f":"SUMIFS(Table33[Average Annual Cost],Table33[Stormwater BMP],CurrentBMP[[#This Row],[Practice]])*SUMIFS(CountyAdjustments[King & Hagan Adjustor],CountyAdjustments[County],'BMP Costs'!F$67)","v":382.04446954120124},{"$f":"SUMIFS(Table33[Average Annual Cost],Table33[Stormwater BMP],CurrentBMP[[#This Row],[Practice]])*SUMIFS(CountyAdjustments[King & Hagan Adjustor],CountyAdjustments[County],'BMP Costs'!G$67)","v":393.09534262710378},{"$f":"SUMIFS(Table33[Average Annual Cost],Table33[Stormwater BMP],CurrentBMP[[#This Row],[Practice]])*SUMIFS(CountyAdjustments[King & Hagan Adjustor],CountyAdjustments[County],'BMP Costs'!H$67)","v":391.12197243319258},{"$f":"SUMIFS(Table33[Average Annual Cost],Table33[Stormwater BMP],CurrentBMP[[#This Row],[Practice]])*SUMIFS(CountyAdjustments[King & Hagan Adjustor],CountyAdjustments[County],'BMP Costs'!I$67)","v":391.12197243319258},{"$f":"SUMIFS(Table33[Average Annual Cost],Table33[Stormwater BMP],CurrentBMP[[#This Row],[Practice]])*SUMIFS(CountyAdjustments[King & Hagan Adjustor],CountyAdjustments[County],'BMP Costs'!J$67)","v":389.54327627806367},{"$f":"SUMIFS(Table33[Average Annual Cost],Table33[Stormwater BMP],CurrentBMP[[#This Row],[Practice]])*SUMIFS(CountyAdjustments[King & Hagan Adjustor],CountyAdjustments[County],'BMP Costs'!K$67)","v":384.4125137738946},{"$f":"SUMIFS(Table33[Average Annual Cost],Table33[Stormwater BMP],CurrentBMP[[#This Row],[Practice]])*SUMIFS(CountyAdjustments[King & Hagan Adjustor],CountyAdjustments[County],'BMP Costs'!L$67)","v":388.35925416171693},{"$f":"SUMIFS(Table33[Average Annual Cost],Table33[Stormwater BMP],CurrentBMP[[#This Row],[Practice]])*SUMIFS(CountyAdjustments[King & Hagan Adjustor],CountyAdjustments[County],'BMP Costs'!M$67)","v":387.56990608415248},{"$f":"SUMIFS(Table33[Average Annual Cost],Table33[Stormwater BMP],CurrentBMP[[#This Row],[Practice]])*SUMIFS(CountyAdjustments[King & Hagan Adjustor],CountyAdjustments[County],'BMP Costs'!N$67)","v":389.54327627806367},{"$f":"SUMIFS(Table33[Average Annual Cost],Table33[Stormwater BMP],CurrentBMP[[#This Row],[Practice]])*SUMIFS(CountyAdjustments[King & Hagan Adjustor],CountyAdjustments[County],'BMP Costs'!O$67)","v":384.4125137738946},{"$f":"SUMIFS(Table33[Average Annual Cost],Table33[Stormwater BMP],CurrentBMP[[#This Row],[Practice]])*SUMIFS(CountyAdjustments[King & Hagan Adjustor],CountyAdjustments[County],'BMP Costs'!P$67)","v":388.35925416171693},{"$f":"SUMIFS(Table33[Average Annual Cost],Table33[Stormwater BMP],CurrentBMP[[#This Row],[Practice]])*SUMIFS(CountyAdjustments[King & Hagan Adjustor],CountyAdjustments[County],'BMP Costs'!Q$67)","v":382.04446954120124},{"$f":"SUMIFS(Table33[Average Annual Cost],Table33[Stormwater BMP],CurrentBMP[[#This Row],[Practice]])*SUMIFS(CountyAdjustments[King & Hagan Adjustor],CountyAdjustments[County],'BMP Costs'!R$67)","v":391.12197243319258},{"$f":"SUMIFS(Table33[Average Annual Cost],Table33[Stormwater BMP],CurrentBMP[[#This Row],[Practice]])*SUMIFS(CountyAdjustments[King & Hagan Adjustor],CountyAdjustments[County],'BMP Costs'!S$67)","v":391.12197243319258},{"$f":"SUMIFS(Table33[Average Annual Cost],Table33[Stormwater BMP],CurrentBMP[[#This Row],[Practice]])*SUMIFS(CountyAdjustments[King & Hagan Adjustor],CountyAdjustments[County],'BMP Costs'!T$67)","v":387.56990608415248},{"$f":"SUMIFS(Table33[Average Annual Cost],Table33[Stormwater BMP],CurrentBMP[[#This Row],[Practice]])*SUMIFS(CountyAdjustments[King & Hagan Adjustor],CountyAdjustments[County],'BMP Costs'!U$67)","v":388.75392820049922},{"$f":"SUMIFS(Table33[Average Annual Cost],Table33[Stormwater BMP],CurrentBMP[[#This Row],[Practice]])*SUMIFS(CountyAdjustments[King & Hagan Adjustor],CountyAdjustments[County],'BMP Costs'!V$67)","v":390.33262435562813},{"$f":"SUMIFS(Table33[Average Annual Cost],Table33[Stormwater BMP],CurrentBMP[[#This Row],[Practice]])*SUMIFS(CountyAdjustments[King & Hagan Adjustor],CountyAdjustments[County],'BMP Costs'!W$67)","v":384.4125137738946},{"$f":"SUMIFS(Table33[Average Annual Cost],Table33[Stormwater BMP],CurrentBMP[[#This Row],[Practice]])*SUMIFS(CountyAdjustments[King & Hagan Adjustor],CountyAdjustments[County],'BMP Costs'!X$67)","v":382.83381761876569},{"$f":"SUMIFS(Table33[Average Annual Cost],Table33[Stormwater BMP],CurrentBMP[[#This Row],[Practice]])*SUMIFS(CountyAdjustments[King & Hagan Adjustor],CountyAdjustments[County],'BMP Costs'!Y$67)","v":389.54327627806367},{"$f":"SUMIFS(Table33[Average Annual Cost],Table33[Stormwater BMP],CurrentBMP[[#This Row],[Practice]])*SUMIFS(CountyAdjustments[King & Hagan Adjustor],CountyAdjustments[County],'BMP Costs'!Z$67)","v":384.4125137738946},{"$f":"SUMIFS(Table33[Average Annual Cost],Table33[Stormwater BMP],CurrentBMP[[#This Row],[Practice]])*SUMIFS(CountyAdjustments[King & Hagan Adjustor],CountyAdjustments[County],'BMP Costs'!AA$67)","v":388.35925416171693},{"$f":"SUMIFS(Table33[Average Annual Cost],Table33[Stormwater BMP],CurrentBMP[[#This Row],[Practice]])*SUMIFS(CountyAdjustments[King & Hagan Adjustor],CountyAdjustments[County],'BMP Costs'!AB$67)","v":382.83381761876569},{"$f":"SUMIFS(Table33[Average Annual Cost],Table33[Stormwater BMP],CurrentBMP[[#This Row],[Practice]])*SUMIFS(CountyAdjustments[King & Hagan Adjustor],CountyAdjustments[County],'BMP Costs'!AC$67)","v":382.83381761876569}]
["Outfall Netting System","NA",448.6818612087896,{"$f":"IF(SUMIFS(UserCost[User-Defined Annual Cost per Unit],UserCost[BMP],CurrentBMP[[#This Row],[Practice]])>0,SUMIFS(UserCost[User-Defined Annual Cost per Unit],UserCost[BMP],CurrentBMP[[#This Row],[Practice]]),CurrentBMP[[#This Row],[Average Annual Cost/Unit (county-specific)]])","v":448.6818612087896},null,{"$f":"SUMIFS(Table33[Average Annual Cost],Table33[Stormwater BMP],CurrentBMP[[#This Row],[Practice]])*SUMIFS(CountyAdjustments[King & Hagan Adjustor],CountyAdjustments[County],'BMP Costs'!F$67)","v":448.6818612087896},{"$f":"SUMIFS(Table33[Average Annual Cost],Table33[Stormwater BMP],CurrentBMP[[#This Row],[Practice]])*SUMIFS(CountyAdjustments[King & Hagan Adjustor],CountyAdjustments[County],'BMP Costs'!G$67)","v":461.66026215284546},{"$f":"SUMIFS(Table33[Average Annual Cost],Table33[Stormwater BMP],CurrentBMP[[#This Row],[Practice]])*SUMIFS(CountyAdjustments[King & Hagan Adjustor],CountyAdjustments[County],'BMP Costs'!H$67)","v":459.34269055569263},{"$f":"SUMIFS(Table33[Average Annual Cost],Table33[Stormwater BMP],CurrentBMP[[#This Row],[Practice]])*SUMIFS(CountyAdjustments[King & Hagan Adjustor],CountyAdjustments[County],'BMP Costs'!I$67)","v":459.34269055569263},{"$f":"SUMIFS(Table33[Average Annual Cost],Table33[Stormwater BMP],CurrentBMP[[#This Row],[Practice]])*SUMIFS(CountyAdjustments[King & Hagan Adjustor],CountyAdjustments[County],'BMP Costs'!J$67)","v":457.48863327797039},{"$f":"SUMIFS(Table33[Average Annual Cost],Table33[Stormwater BMP],CurrentBMP[[#This Row],[Practice]])*SUMIFS(CountyAdjustments[King & Hagan Adjustor],CountyAdjustments[County],'BMP Costs'!K$67)","v":451.46294712537298},{"$f":"SUMIFS(Table33[Average Annual Cost],Table33[Stormwater BMP],CurrentBMP[[#This Row],[Practice]])*SUMIFS(CountyAdjustments[King & Hagan Adjustor],CountyAdjustments[County],'BMP Costs'!L$67)","v":456.09809031967865},{"$f":"SUMIFS(Table33[Average Annual Cost],Table33[Stormwater BMP],CurrentBMP[[#This Row],[Practice]])*SUMIFS(CountyAdjustments[King & Hagan Adjustor],CountyAdjustments[County],'BMP Costs'!M$67)","v":455.1710616808175},{"$f":"SUMIFS(Table33[Average Annual Cost],Table33[Stormwater BMP],CurrentBMP[[#This Row],[Practice]])*SUMIFS(CountyAdjustments[King & Hagan Adjustor],CountyAdjustments[County],'BMP Costs'!N$67)","v":457.48863327797039},{"$f":"SUMIFS(Table33[Average Annual Cost],Table33[Stormwater BMP],CurrentBMP[[#This Row],[Practice]])*SUMIFS(CountyAdjustments[King & Hagan Adjustor],CountyAdjustments[County],'BMP Costs'!O$67)","v":451.46294712537298},{"$f":"SUMIFS(Table33[Average Annual Cost],Table33[Stormwater BMP],CurrentBMP[[#This Row],[Practice]])*SUMIFS(CountyAdjustments[King & Hagan Adjustor],CountyAdjustments[County],'BMP Costs'!P$67)","v":456.09809031967865},{"$f":"SUMIFS(Table33[Average Annual Cost],Table33[Stormwater BMP],CurrentBMP[[#This Row],[Practice]])*SUMIFS(CountyAdjustments[King & Hagan Adjustor],CountyAdjustments[County],'BMP Costs'!Q$67)","v":448.6818612087896},{"$f":"SUMIFS(Table33[Average Annual Cost],Table33[Stormwater BMP],CurrentBMP[[#This Row],[Practice]])*SUMIFS(CountyAdjustments[King & Hagan Adjustor],CountyAdjustments[County],'BMP Costs'!R$67)","v":459.34269055569263},{"$f":"SUMIFS(Table33[Average Annual Cost],Table33[Stormwater BMP],CurrentBMP[[#This Row],[Practice]])*SUMIFS(CountyAdjustments[King & Hagan Adjustor],CountyAdjustments[County],'BMP Costs'!S$67)","v":459.34269055569263},{"$f":"SUMIFS(Table33[Average Annual Cost],Table33[Stormwater BMP],CurrentBMP[[#This Row],[Practice]])*SUMIFS(CountyAdjustments[King & Hagan Adjustor],CountyAdjustments[County],'BMP Costs'!T$67)","v":455.1710616808175},{"$f":"SUMIFS(Table33[Average Annual Cost],Table33[Stormwater BMP],CurrentBMP[[#This Row],[Practice]])*SUMIFS(CountyAdjustments[King & Hagan Adjustor],CountyAdjustments[County],'BMP Costs'!U$67)","v":456.56160463910925},{"$f":"SUMIFS(Table33[Average Annual Cost],Table33[Stormwater BMP],CurrentBMP[[#This Row],[Practice]])*SUMIFS(CountyAdjustments[King & Hagan Adjustor],CountyAdjustments[County],'BMP Costs'!V$67)","v":458.41566191683148},{"$f":"SUMIFS(Table33[Average Annual Cost],Table33[Stormwater BMP],CurrentBMP[[#This Row],[Practice]])*SUMIFS(CountyAdjustments[King & Hagan Adjustor],CountyAdjustments[County],'BMP Costs'!W$67)","v":451.46294712537298},{"$f":"SUMIFS(Table33[Average Annual Cost],Table33[Stormwater BMP],CurrentBMP[[#This Row],[Practice]])*SUMIFS(CountyAdjustments[King & Hagan Adjustor],CountyAdjustments[County],'BMP Costs'!X$67)","v":449.60888984765069},{"$f":"SUMIFS(Table33[Average Annual Cost],Table33[Stormwater BMP],CurrentBMP[[#This Row],[Practice]])*SUMIFS(CountyAdjustments[King & Hagan Adjustor],CountyAdjustments[County],'BMP Costs'!Y$67)","v":457.48863327797039},{"$f":"SUMIFS(Table33[Average Annual Cost],Table33[Stormwater BMP],CurrentBMP[[#This Row],[Practice]])*SUMIFS(CountyAdjustments[King & Hagan Adjustor],CountyAdjustments[County],'BMP Costs'!Z$67)","v":451.46294712537298},{"$f":"SUMIFS(Table33[Average Annual Cost],Table33[Stormwater BMP],CurrentBMP[[#This Row],[Practice]])*SUMIFS(CountyAdjustments[King & Hagan Adjustor],CountyAdjustments[County],'BMP Costs'!AA$67)","v":456.09809031967865},{"$f":"SUMIFS(Table33[Average Annual Cost],Table33[Stormwater BMP],CurrentBMP[[#This Row],[Practice]])*SUMIFS(CountyAdjustments[King & Hagan Adjustor],CountyAdjustments[County],'BMP Costs'!AB$67)","v":449.60888984765069},{"$f":"SUMIFS(Table33[Average Annual Cost],Table33[Stormwater BMP],CurrentBMP[[#This Row],[Practice]])*SUMIFS(CountyAdjustments[King & Hagan Adjustor],CountyAdjustments[County],'BMP Costs'!AC$67)","v":449.60888984765069}]
[{"$f":"A144","v":"Advanced IDDE Program"},"NA",8230.6978266505939,{"$f":"IF(SUMIFS(UserCost[User-Defined Annual Cost per Unit],UserCost[BMP],CurrentBMP[[#This Row],[Practice]])>0,SUMIFS(UserCost[User-Defined Annual Cost per Unit],UserCost[BMP],CurrentBMP[[#This Row],[Practice]]),CurrentBMP[[#This Row],[Average Annual Cost/Unit (county-specific)]])","v":8230.6978266505939},null,{"$f":"SUMIFS(Table33[Average Annual Cost],Table33[Stormwater BMP],CurrentBMP[[#This Row],[Practice]])*SUMIFS(CountyAdjustments[King & Hagan Adjustor],CountyAdjustments[County],'BMP Costs'!F$67)","v":8230.6978266505939},{"$f":"SUMIFS(Table33[Average Annual Cost],Table33[Stormwater BMP],CurrentBMP[[#This Row],[Practice]])*SUMIFS(CountyAdjustments[King & Hagan Adjustor],CountyAdjustments[County],'BMP Costs'!G$67)","v":8468.7758629586697},{"$f":"SUMIFS(Table33[Average Annual Cost],Table33[Stormwater BMP],CurrentBMP[[#This Row],[Practice]])*SUMIFS(CountyAdjustments[King & Hagan Adjustor],CountyAdjustments[County],'BMP Costs'!H$67)","v":8426.2619279036553},{"$f":"SUMIFS(Table33[Average Annual Cost],Table33[Stormwater BMP],CurrentBMP[[#This Row],[Practice]])*SUMIFS(CountyAdjustments[King & Hagan Adjustor],CountyAdjustments[County],'BMP Costs'!I$67)","v":8426.2619279036553},{"$f":"SUMIFS(Table33[Average Annual Cost],Table33[Stormwater BMP],CurrentBMP[[#This Row],[Practice]])*SUMIFS(CountyAdjustments[King & Hagan Adjustor],CountyAdjustments[County],'BMP Costs'!J$67)","v":8392.2507798596453},{"$f":"SUMIFS(Table33[Average Annual Cost],Table33[Stormwater BMP],CurrentBMP[[#This Row],[Practice]])*SUMIFS(CountyAdjustments[King & Hagan Adjustor],CountyAdjustments[County],'BMP Costs'!K$67)","v":8281.714548716609},{"$f":"SUMIFS(Table33[Average Annual Cost],Table33[Stormwater BMP],CurrentBMP[[#This Row],[Practice]])*SUMIFS(CountyAdjustments[King & Hagan Adjustor],CountyAdjustments[County],'BMP Costs'!L$67)","v":8366.7424188266359},{"$f":"SUMIFS(Table33[Average Annual Cost],Table33[Stormwater BMP],CurrentBMP[[#This Row],[Practice]])*SUMIFS(CountyAdjustments[King & Hagan Adjustor],CountyAdjustments[County],'BMP Costs'!M$67)","v":8349.7368448046309},{"$f":"SUMIFS(Table33[Average Annual Cost],Table33[Stormwater BMP],CurrentBMP[[#This Row],[Practice]])*SUMIFS(CountyAdjustments[King & Hagan Adjustor],CountyAdjustments[County],'BMP Costs'!N$67)","v":8392.2507798596453},{"$f":"SUMIFS(Table33[Average Annual Cost],Table33[Stormwater BMP],CurrentBMP[[#This Row],[Practice]])*SUMIFS(CountyAdjustments[King & Hagan Adjustor],CountyAdjustments[County],'BMP Costs'!O$67)","v":8281.714548716609},{"$f":"SUMIFS(Table33[Average Annual Cost],Table33[Stormwater BMP],CurrentBMP[[#This Row],[Practice]])*SUMIFS(CountyAdjustments[King & Hagan Adjustor],CountyAdjustments[County],'BMP Costs'!P$67)","v":8366.7424188266359},{"$f":"SUMIFS(Table33[Average Annual Cost],Table33[Stormwater BMP],CurrentBMP[[#This Row],[Practice]])*SUMIFS(CountyAdjustments[King & Hagan Adjustor],CountyAdjustments[County],'BMP Costs'!Q$67)","v":8230.6978266505939},{"$f":"SUMIFS(Table33[Average Annual Cost],Table33[Stormwater BMP],CurrentBMP[[#This Row],[Practice]])*SUMIFS(CountyAdjustments[King & Hagan Adjustor],CountyAdjustments[County],'BMP Costs'!R$67)","v":8426.2619279036553},{"$f":"SUMIFS(Table33[Average Annual Cost],Table33[Stormwater BMP],CurrentBMP[[#This Row],[Practice]])*SUMIFS(CountyAdjustments[King & Hagan Adjustor],CountyAdjustments[County],'BMP Costs'!S$67)","v":8426.2619279036553},{"$f":"SUMIFS(Table33[Average Annual Cost],Table33[Stormwater BMP],CurrentBMP[[#This Row],[Practice]])*SUMIFS(CountyAdjustments[King & Hagan Adjustor],CountyAdjustments[County],'BMP Costs'!T$67)","v":8349.7368448046309},{"$f":"SUMIFS(Table33[Average Annual Cost],Table33[Stormwater BMP],CurrentBMP[[#This Row],[Practice]])*SUMIFS(CountyAdjustments[King & Hagan Adjustor],CountyAdjustments[County],'BMP Costs'!U$67)","v":8375.2452058376402},{"$f":"SUMIFS(Table33[Average Annual Cost],Table33[Stormwater BMP],CurrentBMP[[#This Row],[Practice]])*SUMIFS(CountyAdjustments[King & Hagan Adjustor],CountyAdjustments[County],'BMP Costs'!V$67)","v":8409.2563538816503},{"$f":"SUMIFS(Table33[Average Annual Cost],Table33[Stormwater BMP],CurrentBMP[[#This Row],[Practice]])*SUMIFS(CountyAdjustments[King & Hagan Adjustor],CountyAdjustments[County],'BMP Costs'!W$67)","v":8281.714548716609},{"$f":"SUMIFS(Table33[Average Annual Cost],Table33[Stormwater BMP],CurrentBMP[[#This Row],[Practice]])*SUMIFS(CountyAdjustments[King & Hagan Adjustor],CountyAdjustments[County],'BMP Costs'!X$67)","v":8247.7034006725989},{"$f":"SUMIFS(Table33[Average Annual Cost],Table33[Stormwater BMP],CurrentBMP[[#This Row],[Practice]])*SUMIFS(CountyAdjustments[King & Hagan Adjustor],CountyAdjustments[County],'BMP Costs'!Y$67)","v":8392.2507798596453},{"$f":"SUMIFS(Table33[Average Annual Cost],Table33[Stormwater BMP],CurrentBMP[[#This Row],[Practice]])*SUMIFS(CountyAdjustments[King & Hagan Adjustor],CountyAdjustments[County],'BMP Costs'!Z$67)","v":8281.714548716609},{"$f":"SUMIFS(Table33[Average Annual Cost],Table33[Stormwater BMP],CurrentBMP[[#This Row],[Practice]])*SUMIFS(CountyAdjustments[King & Hagan Adjustor],CountyAdjustments[County],'BMP Costs'!AA$67)","v":8366.7424188266359},{"$f":"SUMIFS(Table33[Average Annual Cost],Table33[Stormwater BMP],CurrentBMP[[#This Row],[Practice]])*SUMIFS(CountyAdjustments[King & Hagan Adjustor],CountyAdjustments[County],'BMP Costs'!AB$67)","v":8247.7034006725989},{"$f":"SUMIFS(Table33[Average Annual Cost],Table33[Stormwater BMP],CurrentBMP[[#This Row],[Practice]])*SUMIFS(CountyAdjustments[King & Hagan Adjustor],CountyAdjustments[County],'BMP Costs'!AC$67)","v":8247.7034006725989}]
["Correction of Cross-Connections","NA",406.81024345212887,{"$f":"IF(SUMIFS(UserCost[User-Defined Annual Cost per Unit],UserCost[BMP],CurrentBMP[[#This Row],[Practice]])>0,SUMIFS(UserCost[User-Defined Annual Cost per Unit],UserCost[BMP],CurrentBMP[[#This Row],[Practice]]),CurrentBMP[[#This Row],[Average Annual Cost/Unit (county-specific)]])","v":406.81024345212887},null,{"$f":"SUMIFS(Table33[Average Annual Cost],Table33[Stormwater BMP],CurrentBMP[[#This Row],[Practice]])*SUMIFS(CountyAdjustments[King & Hagan Adjustor],CountyAdjustments[County],'BMP Costs'!F$67)","v":406.81024345212887},{"$f":"SUMIFS(Table33[Average Annual Cost],Table33[Stormwater BMP],CurrentBMP[[#This Row],[Practice]])*SUMIFS(CountyAdjustments[King & Hagan Adjustor],CountyAdjustments[County],'BMP Costs'!G$67)","v":418.57748189909131},{"$f":"SUMIFS(Table33[Average Annual Cost],Table33[Stormwater BMP],CurrentBMP[[#This Row],[Practice]])*SUMIFS(CountyAdjustments[King & Hagan Adjustor],CountyAdjustments[County],'BMP Costs'!H$67)","v":416.47618931927661},{"$f":"SUMIFS(Table33[Average Annual Cost],Table33[Stormwater BMP],CurrentBMP[[#This Row],[Practice]])*SUMIFS(CountyAdjustments[King & Hagan Adjustor],CountyAdjustments[County],'BMP Costs'!I$67)","v":416.47618931927661},{"$f":"SUMIFS(Table33[Average Annual Cost],Table33[Stormwater BMP],CurrentBMP[[#This Row],[Practice]])*SUMIFS(CountyAdjustments[King & Hagan Adjustor],CountyAdjustments[County],'BMP Costs'!J$67)","v":414.79515525542479},{"$f":"SUMIFS(Table33[Average Annual Cost],Table33[Stormwater BMP],CurrentBMP[[#This Row],[Practice]])*SUMIFS(CountyAdjustments[King & Hagan Adjustor],CountyAdjustments[County],'BMP Costs'!K$67)","v":409.33179454790655},{"$f":"SUMIFS(Table33[Average Annual Cost],Table33[Stormwater BMP],CurrentBMP[[#This Row],[Practice]])*SUMIFS(CountyAdjustments[King & Hagan Adjustor],CountyAdjustments[County],'BMP Costs'!L$67)","v":413.534379707536},{"$f":"SUMIFS(Table33[Average Annual Cost],Table33[Stormwater BMP],CurrentBMP[[#This Row],[Practice]])*SUMIFS(CountyAdjustments[King & Hagan Adjustor],CountyAdjustments[County],'BMP Costs'!M$67)","v":412.69386267561009},{"$f":"SUMIFS(Table33[Average Annual Cost],Table33[Stormwater BMP],CurrentBMP[[#This Row],[Practice]])*SUMIFS(CountyAdjustments[King & Hagan Adjustor],CountyAdjustments[County],'BMP Costs'!N$67)","v":414.79515525542479},{"$f":"SUMIFS(Table33[Average Annual Cost],Table33[Stormwater BMP],CurrentBMP[[#This Row],[Practice]])*SUMIFS(CountyAdjustments[King & Hagan Adjustor],CountyAdjustments[County],'BMP Costs'!O$67)","v":409.33179454790655},{"$f":"SUMIFS(Table33[Average Annual Cost],Table33[Stormwater BMP],CurrentBMP[[#This Row],[Practice]])*SUMIFS(CountyAdjustments[King & Hagan Adjustor],CountyAdjustments[County],'BMP Costs'!P$67)","v":413.534379707536},{"$f":"SUMIFS(Table33[Average Annual Cost],Table33[Stormwater BMP],CurrentBMP[[#This Row],[Practice]])*SUMIFS(CountyAdjustments[King & Hagan Adjustor],CountyAdjustments[County],'BMP Costs'!Q$67)","v":406.81024345212887},{"$f":"SUMIFS(Table33[Average Annual Cost],Table33[Stormwater BMP],CurrentBMP[[#This Row],[Practice]])*SUMIFS(CountyAdjustments[King & Hagan Adjustor],CountyAdjustments[County],'BMP Costs'!R$67)","v":416.47618931927661},{"$f":"SUMIFS(Table33[Average Annual Cost],Table33[Stormwater BMP],CurrentBMP[[#This Row],[Practice]])*SUMIFS(CountyAdjustments[King & Hagan Adjustor],CountyAdjustments[County],'BMP Costs'!S$67)","v":416.47618931927661},{"$f":"SUMIFS(Table33[Average Annual Cost],Table33[Stormwater BMP],CurrentBMP[[#This Row],[Practice]])*SUMIFS(CountyAdjustments[King & Hagan Adjustor],CountyAdjustments[County],'BMP Costs'!T$67)","v":412.69386267561009},{"$f":"SUMIFS(Table33[Average Annual Cost],Table33[Stormwater BMP],CurrentBMP[[#This Row],[Practice]])*SUMIFS(CountyAdjustments[King & Hagan Adjustor],CountyAdjustments[County],'BMP Costs'!U$67)","v":413.95463822349893},{"$f":"SUMIFS(Table33[Average Annual Cost],Table33[Stormwater BMP],CurrentBMP[[#This Row],[Practice]])*SUMIFS(CountyAdjustments[King & Hagan Adjustor],CountyAdjustments[County],'BMP Costs'!V$67)","v":415.6356722873507},{"$f":"SUMIFS(Table33[Average Annual Cost],Table33[Stormwater BMP],CurrentBMP[[#This Row],[Practice]])*SUMIFS(CountyAdjustments[King & Hagan Adjustor],CountyAdjustments[County],'BMP Costs'!W$67)","v":409.33179454790655},{"$f":"SUMIFS(Table33[Average Annual Cost],Table33[Stormwater BMP],CurrentBMP[[#This Row],[Practice]])*SUMIFS(CountyAdjustments[King & Hagan Adjustor],CountyAdjustments[County],'BMP Costs'!X$67)","v":407.65076048405479},{"$f":"SUMIFS(Table33[Average Annual Cost],Table33[Stormwater BMP],CurrentBMP[[#This Row],[Practice]])*SUMIFS(CountyAdjustments[King & Hagan Adjustor],CountyAdjustments[County],'BMP Costs'!Y$67)","v":414.79515525542479},{"$f":"SUMIFS(Table33[Average Annual Cost],Table33[Stormwater BMP],CurrentBMP[[#This Row],[Practice]])*SUMIFS(CountyAdjustments[King & Hagan Adjustor],CountyAdjustments[County],'BMP Costs'!Z$67)","v":409.33179454790655},{"$f":"SUMIFS(Table33[Average Annual Cost],Table33[Stormwater BMP],CurrentBMP[[#This Row],[Practice]])*SUMIFS(CountyAdjustments[King & Hagan Adjustor],CountyAdjustments[County],'BMP Costs'!AA$67)","v":413.534379707536},{"$f":"SUMIFS(Table33[Average Annual Cost],Table33[Stormwater BMP],CurrentBMP[[#This Row],[Practice]])*SUMIFS(CountyAdjustments[King & Hagan Adjustor],CountyAdjustments[County],'BMP Costs'!AB$67)","v":407.65076048405479},{"$f":"SUMIFS(Table33[Average Annual Cost],Table33[Stormwater BMP],CurrentBMP[[#This Row],[Practice]])*SUMIFS(CountyAdjustments[King & Hagan Adjustor],CountyAdjustments[County],'BMP Costs'!AC$67)","v":407.65076048405479}]
["Sewer Repair","NA",6973.3874945201342,{"$f":"IF(SUMIFS(UserCost[User-Defined Annual Cost per Unit],UserCost[BMP],CurrentBMP[[#This Row],[Practice]])>0,SUMIFS(UserCost[User-Defined Annual Cost per Unit],UserCost[BMP],CurrentBMP[[#This Row],[Practice]]),CurrentBMP[[#This Row],[Average Annual Cost/Unit (county-specific)]])","v":6973.3874945201342},null,{"$f":"SUMIFS(Table33[Average Annual Cost],Table33[Stormwater BMP],CurrentBMP[[#This Row],[Practice]])*SUMIFS(CountyAdjustments[King & Hagan Adjustor],CountyAdjustments[County],'BMP Costs'!F$67)","v":6973.3874945201342},{"$f":"SUMIFS(Table33[Average Annual Cost],Table33[Stormwater BMP],CurrentBMP[[#This Row],[Practice]])*SUMIFS(CountyAdjustments[King & Hagan Adjustor],CountyAdjustments[County],'BMP Costs'!G$67)","v":7175.09705014675},{"$f":"SUMIFS(Table33[Average Annual Cost],Table33[Stormwater BMP],CurrentBMP[[#This Row],[Practice]])*SUMIFS(CountyAdjustments[King & Hagan Adjustor],CountyAdjustments[County],'BMP Costs'!H$67)","v":7139.077486641997},{"$f":"SUMIFS(Table33[Average Annual Cost],Table33[Stormwater BMP],CurrentBMP[[#This Row],[Practice]])*SUMIFS(CountyAdjustments[King & Hagan Adjustor],CountyAdjustments[County],'BMP Costs'!I$67)","v":7139.077486641997},{"$f":"SUMIFS(Table33[Average Annual Cost],Table33[Stormwater BMP],CurrentBMP[[#This Row],[Practice]])*SUMIFS(CountyAdjustments[King & Hagan Adjustor],CountyAdjustments[County],'BMP Costs'!J$67)","v":7110.2618358381942},{"$f":"SUMIFS(Table33[Average Annual Cost],Table33[Stormwater BMP],CurrentBMP[[#This Row],[Practice]])*SUMIFS(CountyAdjustments[King & Hagan Adjustor],CountyAdjustments[County],'BMP Costs'!K$67)","v":7016.6109707258374},{"$f":"SUMIFS(Table33[Average Annual Cost],Table33[Stormwater BMP],CurrentBMP[[#This Row],[Practice]])*SUMIFS(CountyAdjustments[King & Hagan Adjustor],CountyAdjustments[County],'BMP Costs'!L$67)","v":7088.6500977353426},{"$f":"SUMIFS(Table33[Average Annual Cost],Table33[Stormwater BMP],CurrentBMP[[#This Row],[Practice]])*SUMIFS(CountyAdjustments[King & Hagan Adjustor],CountyAdjustments[County],'BMP Costs'!M$67)","v":7074.2422723334421},{"$f":"SUMIFS(Table33[Average Annual Cost],Table33[Stormwater BMP],CurrentBMP[[#This Row],[Practice]])*SUMIFS(CountyAdjustments[King & Hagan Adjustor],CountyAdjustments[County],'BMP Costs'!N$67)","v":7110.2618358381942},{"$f":"SUMIFS(Table33[Average Annual Cost],Table33[Stormwater BMP],CurrentBMP[[#This Row],[Practice]])*SUMIFS(CountyAdjustments[King & Hagan Adjustor],CountyAdjustments[County],'BMP Costs'!O$67)","v":7016.6109707258374},{"$f":"SUMIFS(Table33[Average Annual Cost],Table33[Stormwater BMP],CurrentBMP[[#This Row],[Practice]])*SUMIFS(CountyAdjustments[King & Hagan Adjustor],CountyAdjustments[County],'BMP Costs'!P$67)","v":7088.6500977353426},{"$f":"SUMIFS(Table33[Average Annual Cost],Table33[Stormwater BMP],CurrentBMP[[#This Row],[Practice]])*SUMIFS(CountyAdjustments[King & Hagan Adjustor],CountyAdjustments[County],'BMP Costs'!Q$67)","v":6973.3874945201342},{"$f":"SUMIFS(Table33[Average Annual Cost],Table33[Stormwater BMP],CurrentBMP[[#This Row],[Practice]])*SUMIFS(CountyAdjustments[King & Hagan Adjustor],CountyAdjustments[County],'BMP Costs'!R$67)","v":7139.077486641997},{"$f":"SUMIFS(Table33[Average Annual Cost],Table33[Stormwater BMP],CurrentBMP[[#This Row],[Practice]])*SUMIFS(CountyAdjustments[King & Hagan Adjustor],CountyAdjustments[County],'BMP Costs'!S$67)","v":7139.077486641997},{"$f":"SUMIFS(Table33[Average Annual Cost],Table33[Stormwater BMP],CurrentBMP[[#This Row],[Practice]])*SUMIFS(CountyAdjustments[King & Hagan Adjustor],CountyAdjustments[County],'BMP Costs'!T$67)","v":7074.2422723334421},{"$f":"SUMIFS(Table33[Average Annual Cost],Table33[Stormwater BMP],CurrentBMP[[#This Row],[Practice]])*SUMIFS(CountyAdjustments[King & Hagan Adjustor],CountyAdjustments[County],'BMP Costs'!U$67)","v":7095.8540104362937},{"$f":"SUMIFS(Table33[Average Annual Cost],Table33[Stormwater BMP],CurrentBMP[[#This Row],[Practice]])*SUMIFS(CountyAdjustments[King & Hagan Adjustor],CountyAdjustments[County],'BMP Costs'!V$67)","v":7124.6696612400956},{"$f":"SUMIFS(Table33[Average Annual Cost],Table33[Stormwater BMP],CurrentBMP[[#This Row],[Practice]])*SUMIFS(CountyAdjustments[King & Hagan Adjustor],CountyAdjustments[County],'BMP Costs'!W$67)","v":7016.6109707258374},{"$f":"SUMIFS(Table33[Average Annual Cost],Table33[Stormwater BMP],CurrentBMP[[#This Row],[Practice]])*SUMIFS(CountyAdjustments[King & Hagan Adjustor],CountyAdjustments[County],'BMP Costs'!X$67)","v":6987.7953199220356},{"$f":"SUMIFS(Table33[Average Annual Cost],Table33[Stormwater BMP],CurrentBMP[[#This Row],[Practice]])*SUMIFS(CountyAdjustments[King & Hagan Adjustor],CountyAdjustments[County],'BMP Costs'!Y$67)","v":7110.2618358381942},{"$f":"SUMIFS(Table33[Average Annual Cost],Table33[Stormwater BMP],CurrentBMP[[#This Row],[Practice]])*SUMIFS(CountyAdjustments[King & Hagan Adjustor],CountyAdjustments[County],'BMP Costs'!Z$67)","v":7016.6109707258374},{"$f":"SUMIFS(Table33[Average Annual Cost],Table33[Stormwater BMP],CurrentBMP[[#This Row],[Practice]])*SUMIFS(CountyAdjustments[King & Hagan Adjustor],CountyAdjustments[County],'BMP Costs'!AA$67)","v":7088.6500977353426},{"$f":"SUMIFS(Table33[Average Annual Cost],Table33[Stormwater BMP],CurrentBMP[[#This Row],[Practice]])*SUMIFS(CountyAdjustments[King & Hagan Adjustor],CountyAdjustments[County],'BMP Costs'!AB$67)","v":6987.7953199220356},{"$f":"SUMIFS(Table33[Average Annual Cost],Table33[Stormwater BMP],CurrentBMP[[#This Row],[Practice]])*SUMIFS(CountyAdjustments[King & Hagan Adjustor],CountyAdjustments[County],'BMP Costs'!AC$67)","v":6987.7953199220356}]
["User Defined BMP","NA",0,{"$f":"IF(SUMIFS(UserCost[User-Defined Annual Cost per Unit],UserCost[BMP],CurrentBMP[[#This Row],[Practice]])>0,SUMIFS(UserCost[User-Defined Annual Cost per Unit],UserCost[BMP],CurrentBMP[[#This Row],[Practice]]),CurrentBMP[[#This Row],[Average Annual Cost/Unit (county-specific)]])","v":0},null,{"$f":"SUMIFS(Table33[Average Annual Cost],Table33[Stormwater BMP],CurrentBMP[[#This Row],[Practice]])*SUMIFS(CountyAdjustments[King & Hagan Adjustor],CountyAdjustments[County],'BMP Costs'!F$67)","v":0},{"$f":"SUMIFS(Table33[Average Annual Cost],Table33[Stormwater BMP],CurrentBMP[[#This Row],[Practice]])*SUMIFS(CountyAdjustments[King & Hagan Adjustor],CountyAdjustments[County],'BMP Costs'!G$67)","v":0},{"$f":"SUMIFS(Table33[Average Annual Cost],Table33[Stormwater BMP],CurrentBMP[[#This Row],[Practice]])*SUMIFS(CountyAdjustments[King & Hagan Adjustor],CountyAdjustments[County],'BMP Costs'!H$67)","v":0},{"$f":"SUMIFS(Table33[Average Annual Cost],Table33[Stormwater BMP],CurrentBMP[[#This Row],[Practice]])*SUMIFS(CountyAdjustments[King & Hagan Adjustor],CountyAdjustments[County],'BMP Costs'!I$67)","v":0},{"$f":"SUMIFS(Table33[Average Annual Cost],Table33[Stormwater BMP],CurrentBMP[[#This Row],[Practice]])*SUMIFS(CountyAdjustments[King & Hagan Adjustor],CountyAdjustments[County],'BMP Costs'!J$67)","v":0},{"$f":"SUMIFS(Table33[Average Annual Cost],Table33[Stormwater BMP],CurrentBMP[[#This Row],[Practice]])*SUMIFS(CountyAdjustments[King & Hagan Adjustor],CountyAdjustments[County],'BMP Costs'!K$67)","v":0},{"$f":"SUMIFS(Table33[Average Annual Cost],Table33[Stormwater BMP],CurrentBMP[[#This Row],[Practice]])*SUMIFS(CountyAdjustments[King & Hagan Adjustor],CountyAdjustments[County],'BMP Costs'!L$67)","v":0},{"$f":"SUMIFS(Table33[Average Annual Cost],Table33[Stormwater BMP],CurrentBMP[[#This Row],[Practice]])*SUMIFS(CountyAdjustments[King & Hagan Adjustor],CountyAdjustments[County],'BMP Costs'!M$67)","v":0},{"$f":"SUMIFS(Table33[Average Annual Cost],Table33[Stormwater BMP],CurrentBMP[[#This Row],[Practice]])*SUMIFS(CountyAdjustments[King & Hagan Adjustor],CountyAdjustments[County],'BMP Costs'!N$67)","v":0},{"$f":"SUMIFS(Table33[Average Annual Cost],Table33[Stormwater BMP],CurrentBMP[[#This Row],[Practice]])*SUMIFS(CountyAdjustments[King & Hagan Adjustor],CountyAdjustments[County],'BMP Costs'!O$67)","v":0},{"$f":"SUMIFS(Table33[Average Annual Cost],Table33[Stormwater BMP],CurrentBMP[[#This Row],[Practice]])*SUMIFS(CountyAdjustments[King & Hagan Adjustor],CountyAdjustments[County],'BMP Costs'!P$67)","v":0},{"$f":"SUMIFS(Table33[Average Annual Cost],Table33[Stormwater BMP],CurrentBMP[[#This Row],[Practice]])*SUMIFS(CountyAdjustments[King & Hagan Adjustor],CountyAdjustments[County],'BMP Costs'!Q$67)","v":0},{"$f":"SUMIFS(Table33[Average Annual Cost],Table33[Stormwater BMP],CurrentBMP[[#This Row],[Practice]])*SUMIFS(CountyAdjustments[King & Hagan Adjustor],CountyAdjustments[County],'BMP Costs'!R$67)","v":0},{"$f":"SUMIFS(Table33[Average Annual Cost],Table33[Stormwater BMP],CurrentBMP[[#This Row],[Practice]])*SUMIFS(CountyAdjustments[King & Hagan Adjustor],CountyAdjustments[County],'BMP Costs'!S$67)","v":0},{"$f":"SUMIFS(Table33[Average Annual Cost],Table33[Stormwater BMP],CurrentBMP[[#This Row],[Practice]])*SUMIFS(CountyAdjustments[King & Hagan Adjustor],CountyAdjustments[County],'BMP Costs'!T$67)","v":0},{"$f":"SUMIFS(Table33[Average Annual Cost],Table33[Stormwater BMP],CurrentBMP[[#This Row],[Practice]])*SUMIFS(CountyAdjustments[King & Hagan Adjustor],CountyAdjustments[County],'BMP Costs'!U$67)","v":0},{"$f":"SUMIFS(Table33[Average Annual Cost],Table33[Stormwater BMP],CurrentBMP[[#This Row],[Practice]])*SUMIFS(CountyAdjustments[King & Hagan Adjustor],CountyAdjustments[County],'BMP Costs'!V$67)","v":0},{"$f":"SUMIFS(Table33[Average Annual Cost],Table33[Stormwater BMP],CurrentBMP[[#This Row],[Practice]])*SUMIFS(CountyAdjustments[King & Hagan Adjustor],CountyAdjustments[County],'BMP Costs'!W$67)","v":0},{"$f":"SUMIFS(Table33[Average Annual Cost],Table33[Stormwater BMP],CurrentBMP[[#This Row],[Practice]])*SUMIFS(CountyAdjustments[King & Hagan Adjustor],CountyAdjustments[County],'BMP Costs'!X$67)","v":0},{"$f":"SUMIFS(Table33[Average Annual Cost],Table33[Stormwater BMP],CurrentBMP[[#This Row],[Practice]])*SUMIFS(CountyAdjustments[King & Hagan Adjustor],CountyAdjustments[County],'BMP Costs'!Y$67)","v":0},{"$f":"SUMIFS(Table33[Average Annual Cost],Table33[Stormwater BMP],CurrentBMP[[#This Row],[Practice]])*SUMIFS(CountyAdjustments[King & Hagan Adjustor],CountyAdjustments[County],'BMP Costs'!Z$67)","v":0},{"$f":"SUMIFS(Table33[Average Annual Cost],Table33[Stormwater BMP],CurrentBMP[[#This Row],[Practice]])*SUMIFS(CountyAdjustments[King & Hagan Adjustor],CountyAdjustments[County],'BMP Costs'!AA$67)","v":0},{"$f":"SUMIFS(Table33[Average Annual Cost],Table33[Stormwater BMP],CurrentBMP[[#This Row],[Practice]])*SUMIFS(CountyAdjustments[King & Hagan Adjustor],CountyAdjustments[County],'BMP Costs'!AB$67)","v":0},{"$f":"SUMIFS(Table33[Average Annual Cost],Table33[Stormwater BMP],CurrentBMP[[#This Row],[Practice]])*SUMIFS(CountyAdjustments[King & Hagan Adjustor],CountyAdjustments[County],'BMP Costs'!AC$67)","v":0}]
["Living Shoreline","NA",62.153009783353475,{"$f":"IF(SUMIFS(UserCost[User-Defined Annual Cost per Unit],UserCost[BMP],CurrentBMP[[#This Row],[Practice]])>0,SUMIFS(UserCost[User-Defined Annual Cost per Unit],UserCost[BMP],CurrentBMP[[#This Row],[Practice]]),CurrentBMP[[#This Row],[Average Annual Cost/Unit (county-specific)]])","v":62.153009783353475},null,{"$f":"SUMIFS(Table33[Average Annual Cost],Table33[Stormwater BMP],CurrentBMP[[#This Row],[Practice]])*SUMIFS(CountyAdjustments[King & Hagan Adjustor],CountyAdjustments[County],'BMP Costs'!F$67)","v":62.153009783353475},{"$f":"SUMIFS(Table33[Average Annual Cost],Table33[Stormwater BMP],CurrentBMP[[#This Row],[Practice]])*SUMIFS(CountyAdjustments[King & Hagan Adjustor],CountyAdjustments[County],'BMP Costs'!G$67)","v":63.950824115929819},{"$f":"SUMIFS(Table33[Average Annual Cost],Table33[Stormwater BMP],CurrentBMP[[#This Row],[Practice]])*SUMIFS(CountyAdjustments[King & Hagan Adjustor],CountyAdjustments[County],'BMP Costs'!H$67)","v":63.629785842255473},{"$f":"SUMIFS(Table33[Average Annual Cost],Table33[Stormwater BMP],CurrentBMP[[#This Row],[Practice]])*SUMIFS(CountyAdjustments[King & Hagan Adjustor],CountyAdjustments[County],'BMP Costs'!I$67)","v":63.629785842255473},{"$f":"SUMIFS(Table33[Average Annual Cost],Table33[Stormwater BMP],CurrentBMP[[#This Row],[Practice]])*SUMIFS(CountyAdjustments[King & Hagan Adjustor],CountyAdjustments[County],'BMP Costs'!J$67)","v":63.372955223315991},{"$f":"SUMIFS(Table33[Average Annual Cost],Table33[Stormwater BMP],CurrentBMP[[#This Row],[Practice]])*SUMIFS(CountyAdjustments[King & Hagan Adjustor],CountyAdjustments[County],'BMP Costs'!K$67)","v":62.538255711762694},{"$f":"SUMIFS(Table33[Average Annual Cost],Table33[Stormwater BMP],CurrentBMP[[#This Row],[Practice]])*SUMIFS(CountyAdjustments[King & Hagan Adjustor],CountyAdjustments[County],'BMP Costs'!L$67)","v":63.180332259111381},{"$f":"SUMIFS(Table33[Average Annual Cost],Table33[Stormwater BMP],CurrentBMP[[#This Row],[Practice]])*SUMIFS(CountyAdjustments[King & Hagan Adjustor],CountyAdjustments[County],'BMP Costs'!M$67)","v":63.051916949641644},{"$f":"SUMIFS(Table33[Average Annual Cost],Table33[Stormwater BMP],CurrentBMP[[#This Row],[Practice]])*SUMIFS(CountyAdjustments[King & Hagan Adjustor],CountyAdjustments[County],'BMP Costs'!N$67)","v":63.372955223315991},{"$f":"SUMIFS(Table33[Average Annual Cost],Table33[Stormwater BMP],CurrentBMP[[#This Row],[Practice]])*SUMIFS(CountyAdjustments[King & Hagan Adjustor],CountyAdjustments[County],'BMP Costs'!O$67)","v":62.538255711762694},{"$f":"SUMIFS(Table33[Average Annual Cost],Table33[Stormwater BMP],CurrentBMP[[#This Row],[Practice]])*SUMIFS(CountyAdjustments[King & Hagan Adjustor],CountyAdjustments[County],'BMP Costs'!P$67)","v":63.180332259111381},{"$f":"SUMIFS(Table33[Average Annual Cost],Table33[Stormwater BMP],CurrentBMP[[#This Row],[Practice]])*SUMIFS(CountyAdjustments[King & Hagan Adjustor],CountyAdjustments[County],'BMP Costs'!Q$67)","v":62.153009783353475},{"$f":"SUMIFS(Table33[Average Annual Cost],Table33[Stormwater BMP],CurrentBMP[[#This Row],[Practice]])*SUMIFS(CountyAdjustments[King & Hagan Adjustor],CountyAdjustments[County],'BMP Costs'!R$67)","v":63.629785842255473},{"$f":"SUMIFS(Table33[Average Annual Cost],Table33[Stormwater BMP],CurrentBMP[[#This Row],[Practice]])*SUMIFS(CountyAdjustments[King & Hagan Adjustor],CountyAdjustments[County],'BMP Costs'!S$67)","v":63.629785842255473},{"$f":"SUMIFS(Table33[Average Annual Cost],Table33[Stormwater BMP],CurrentBMP[[#This Row],[Practice]])*SUMIFS(CountyAdjustments[King & Hagan Adjustor],CountyAdjustments[County],'BMP Costs'!T$67)","v":63.051916949641644},{"$f":"SUMIFS(Table33[Average Annual Cost],Table33[Stormwater BMP],CurrentBMP[[#This Row],[Practice]])*SUMIFS(CountyAdjustments[King & Hagan Adjustor],CountyAdjustments[County],'BMP Costs'!U$67)","v":63.244539913846253},{"$f":"SUMIFS(Table33[Average Annual Cost],Table33[Stormwater BMP],CurrentBMP[[#This Row],[Practice]])*SUMIFS(CountyAdjustments[King & Hagan Adjustor],CountyAdjustments[County],'BMP Costs'!V$67)","v":63.501370532785728},{"$f":"SUMIFS(Table33[Average Annual Cost],Table33[Stormwater BMP],CurrentBMP[[#This Row],[Practice]])*SUMIFS(CountyAdjustments[King & Hagan Adjustor],CountyAdjustments[County],'BMP Costs'!W$67)","v":62.538255711762694},{"$f":"SUMIFS(Table33[Average Annual Cost],Table33[Stormwater BMP],CurrentBMP[[#This Row],[Practice]])*SUMIFS(CountyAdjustments[King & Hagan Adjustor],CountyAdjustments[County],'BMP Costs'!X$67)","v":62.281425092823213},{"$f":"SUMIFS(Table33[Average Annual Cost],Table33[Stormwater BMP],CurrentBMP[[#This Row],[Practice]])*SUMIFS(CountyAdjustments[King & Hagan Adjustor],CountyAdjustments[County],'BMP Costs'!Y$67)","v":63.372955223315991},{"$f":"SUMIFS(Table33[Average Annual Cost],Table33[Stormwater BMP],CurrentBMP[[#This Row],[Practice]])*SUMIFS(CountyAdjustments[King & Hagan Adjustor],CountyAdjustments[County],'BMP Costs'!Z$67)","v":62.538255711762694},{"$f":"SUMIFS(Table33[Average Annual Cost],Table33[Stormwater BMP],CurrentBMP[[#This Row],[Practice]])*SUMIFS(CountyAdjustments[King & Hagan Adjustor],CountyAdjustments[County],'BMP Costs'!AA$67)","v":63.180332259111381},{"$f":"SUMIFS(Table33[Average Annual Cost],Table33[Stormwater BMP],CurrentBMP[[#This Row],[Practice]])*SUMIFS(CountyAdjustments[King & Hagan Adjustor],CountyAdjustments[County],'BMP Costs'!AB$67)","v":62.281425092823213},{"$f":"SUMIFS(Table33[Average Annual Cost],Table33[Stormwater BMP],CurrentBMP[[#This Row],[Practice]])*SUMIFS(CountyAdjustments[King & Hagan Adjustor],CountyAdjustments[County],'BMP Costs'!AC$67)","v":62.281425092823213}]
["Stream Restoration","NA",82.320943162981962,{"$f":"IF(SUMIFS(UserCost[User-Defined Annual Cost per Unit],UserCost[BMP],CurrentBMP[[#This Row],[Practice]])>0,SUMIFS(UserCost[User-Defined Annual Cost per Unit],UserCost[BMP],CurrentBMP[[#This Row],[Practice]]),CurrentBMP[[#This Row],[Average Annual Cost/Unit (county-specific)]])","v":82.320943162981962},null,{"$f":"SUMIFS(Table33[Average Annual Cost],Table33[Stormwater BMP],CurrentBMP[[#This Row],[Practice]])*SUMIFS(CountyAdjustments[King & Hagan Adjustor],CountyAdjustments[County],'BMP Costs'!F$67)","v":82.320943162981962},{"$f":"SUMIFS(Table33[Average Annual Cost],Table33[Stormwater BMP],CurrentBMP[[#This Row],[Practice]])*SUMIFS(CountyAdjustments[King & Hagan Adjustor],CountyAdjustments[County],'BMP Costs'!G$67)","v":84.702127469349207},{"$f":"SUMIFS(Table33[Average Annual Cost],Table33[Stormwater BMP],CurrentBMP[[#This Row],[Practice]])*SUMIFS(CountyAdjustments[King & Hagan Adjustor],CountyAdjustments[County],'BMP Costs'!H$67)","v":84.276915986069341},{"$f":"SUMIFS(Table33[Average Annual Cost],Table33[Stormwater BMP],CurrentBMP[[#This Row],[Practice]])*SUMIFS(CountyAdjustments[King & Hagan Adjustor],CountyAdjustments[County],'BMP Costs'!I$67)","v":84.276915986069341},{"$f":"SUMIFS(Table33[Average Annual Cost],Table33[Stormwater BMP],CurrentBMP[[#This Row],[Practice]])*SUMIFS(CountyAdjustments[King & Hagan Adjustor],CountyAdjustments[County],'BMP Costs'!J$67)","v":83.936746799445459},{"$f":"SUMIFS(Table33[Average Annual Cost],Table33[Stormwater BMP],CurrentBMP[[#This Row],[Practice]])*SUMIFS(CountyAdjustments[King & Hagan Adjustor],CountyAdjustments[County],'BMP Costs'!K$67)","v":82.831196942917799},{"$f":"SUMIFS(Table33[Average Annual Cost],Table33[Stormwater BMP],CurrentBMP[[#This Row],[Practice]])*SUMIFS(CountyAdjustments[King & Hagan Adjustor],CountyAdjustments[County],'BMP Costs'!L$67)","v":83.681619909477533},{"$f":"SUMIFS(Table33[Average Annual Cost],Table33[Stormwater BMP],CurrentBMP[[#This Row],[Practice]])*SUMIFS(CountyAdjustments[King & Hagan Adjustor],CountyAdjustments[County],'BMP Costs'!M$67)","v":83.511535316165592},{"$f":"SUMIFS(Table33[Average Annual Cost],Table33[Stormwater BMP],CurrentBMP[[#This Row],[Practice]])*SUMIFS(CountyAdjustments[King & Hagan Adjustor],CountyAdjustments[County],'BMP Costs'!N$67)","v":83.936746799445459},{"$f":"SUMIFS(Table33[Average Annual Cost],Table33[Stormwater BMP],CurrentBMP[[#This Row],[Practice]])*SUMIFS(CountyAdjustments[King & Hagan Adjustor],CountyAdjustments[County],'BMP Costs'!O$67)","v":82.831196942917799},{"$f":"SUMIFS(Table33[Average Annual Cost],Table33[Stormwater BMP],CurrentBMP[[#This Row],[Practice]])*SUMIFS(CountyAdjustments[King & Hagan Adjustor],CountyAdjustments[County],'BMP Costs'!P$67)","v":83.681619909477533},{"$f":"SUMIFS(Table33[Average Annual Cost],Table33[Stormwater BMP],CurrentBMP[[#This Row],[Practice]])*SUMIFS(CountyAdjustments[King & Hagan Adjustor],CountyAdjustments[County],'BMP Costs'!Q$67)","v":82.320943162981962},{"$f":"SUMIFS(Table33[Average Annual Cost],Table33[Stormwater BMP],CurrentBMP[[#This Row],[Practice]])*SUMIFS(CountyAdjustments[King & Hagan Adjustor],CountyAdjustments[County],'BMP Costs'!R$67)","v":84.276915986069341},{"$f":"SUMIFS(Table33[Average Annual Cost],Table33[Stormwater BMP],CurrentBMP[[#This Row],[Practice]])*SUMIFS(CountyAdjustments[King & Hagan Adjustor],CountyAdjustments[County],'BMP Costs'!S$67)","v":84.276915986069341},{"$f":"SUMIFS(Table33[Average Annual Cost],Table33[Stormwater BMP],CurrentBMP[[#This Row],[Practice]])*SUMIFS(CountyAdjustments[King & Hagan Adjustor],CountyAdjustments[County],'BMP Costs'!T$67)","v":83.511535316165592},{"$f":"SUMIFS(Table33[Average Annual Cost],Table33[Stormwater BMP],CurrentBMP[[#This Row],[Practice]])*SUMIFS(CountyAdjustments[King & Hagan Adjustor],CountyAdjustments[County],'BMP Costs'!U$67)","v":83.766662206133503},{"$f":"SUMIFS(Table33[Average Annual Cost],Table33[Stormwater BMP],CurrentBMP[[#This Row],[Practice]])*SUMIFS(CountyAdjustments[King & Hagan Adjustor],CountyAdjustments[County],'BMP Costs'!V$67)","v":84.1068313927574},{"$f":"SUMIFS(Table33[Average Annual Cost],Table33[Stormwater BMP],CurrentBMP[[#This Row],[Practice]])*SUMIFS(CountyAdjustments[King & Hagan Adjustor],CountyAdjustments[County],'BMP Costs'!W$67)","v":82.831196942917799},{"$f":"SUMIFS(Table33[Average Annual Cost],Table33[Stormwater BMP],CurrentBMP[[#This Row],[Practice]])*SUMIFS(CountyAdjustments[King & Hagan Adjustor],CountyAdjustments[County],'BMP Costs'!X$67)","v":82.491027756293903},{"$f":"SUMIFS(Table33[Average Annual Cost],Table33[Stormwater BMP],CurrentBMP[[#This Row],[Practice]])*SUMIFS(CountyAdjustments[King & Hagan Adjustor],CountyAdjustments[County],'BMP Costs'!Y$67)","v":83.936746799445459},{"$f":"SUMIFS(Table33[Average Annual Cost],Table33[Stormwater BMP],CurrentBMP[[#This Row],[Practice]])*SUMIFS(CountyAdjustments[King & Hagan Adjustor],CountyAdjustments[County],'BMP Costs'!Z$67)","v":82.831196942917799},{"$f":"SUMIFS(Table33[Average Annual Cost],Table33[Stormwater BMP],CurrentBMP[[#This Row],[Practice]])*SUMIFS(CountyAdjustments[King & Hagan Adjustor],CountyAdjustments[County],'BMP Costs'!AA$67)","v":83.681619909477533},{"$f":"SUMIFS(Table33[Average Annual Cost],Table33[Stormwater BMP],CurrentBMP[[#This Row],[Practice]])*SUMIFS(CountyAdjustments[King & Hagan Adjustor],CountyAdjustments[County],'BMP Costs'!AB$67)","v":82.491027756293903},{"$f":"SUMIFS(Table33[Average Annual Cost],Table33[Stormwater BMP],CurrentBMP[[#This Row],[Practice]])*SUMIFS(CountyAdjustments[King & Hagan Adjustor],CountyAdjustments[County],'BMP Costs'!AC$67)","v":82.491027756293903}]
["Cross Sector Trading (Nitrogen)","NA",0,{"$f":"IF(SUMIFS(UserCost[User-Defined Annual Cost per Unit],UserCost[BMP],CurrentBMP[[#This Row],[Practice]])>0,SUMIFS(UserCost[User-Defined Annual Cost per Unit],UserCost[BMP],CurrentBMP[[#This Row],[Practice]]),CurrentBMP[[#This Row],[Average Annual Cost/Unit (county-specific)]])","v":0},null,{"$f":"SUMIFS(Table33[Average Annual Cost],Table33[Stormwater BMP],CurrentBMP[[#This Row],[Practice]])*SUMIFS(CountyAdjustments[King & Hagan Adjustor],CountyAdjustments[County],'BMP Costs'!F$67)","v":0},{"$f":"SUMIFS(Table33[Average Annual Cost],Table33[Stormwater BMP],CurrentBMP[[#This Row],[Practice]])*SUMIFS(CountyAdjustments[King & Hagan Adjustor],CountyAdjustments[County],'BMP Costs'!G$67)","v":0},{"$f":"SUMIFS(Table33[Average Annual Cost],Table33[Stormwater BMP],CurrentBMP[[#This Row],[Practice]])*SUMIFS(CountyAdjustments[King & Hagan Adjustor],CountyAdjustments[County],'BMP Costs'!H$67)","v":0},{"$f":"SUMIFS(Table33[Average Annual Cost],Table33[Stormwater BMP],CurrentBMP[[#This Row],[Practice]])*SUMIFS(CountyAdjustments[King & Hagan Adjustor],CountyAdjustments[County],'BMP Costs'!I$67)","v":0},{"$f":"SUMIFS(Table33[Average Annual Cost],Table33[Stormwater BMP],CurrentBMP[[#This Row],[Practice]])*SUMIFS(CountyAdjustments[King & Hagan Adjustor],CountyAdjustments[County],'BMP Costs'!J$67)","v":0},{"$f":"SUMIFS(Table33[Average Annual Cost],Table33[Stormwater BMP],CurrentBMP[[#This Row],[Practice]])*SUMIFS(CountyAdjustments[King & Hagan Adjustor],CountyAdjustments[County],'BMP Costs'!K$67)","v":0},{"$f":"SUMIFS(Table33[Average Annual Cost],Table33[Stormwater BMP],CurrentBMP[[#This Row],[Practice]])*SUMIFS(CountyAdjustments[King & Hagan Adjustor],CountyAdjustments[County],'BMP Costs'!L$67)","v":0},{"$f":"SUMIFS(Table33[Average Annual Cost],Table33[Stormwater BMP],CurrentBMP[[#This Row],[Practice]])*SUMIFS(CountyAdjustments[King & Hagan Adjustor],CountyAdjustments[County],'BMP Costs'!M$67)","v":0},{"$f":"SUMIFS(Table33[Average Annual Cost],Table33[Stormwater BMP],CurrentBMP[[#This Row],[Practice]])*SUMIFS(CountyAdjustments[King & Hagan Adjustor],CountyAdjustments[County],'BMP Costs'!N$67)","v":0},{"$f":"SUMIFS(Table33[Average Annual Cost],Table33[Stormwater BMP],CurrentBMP[[#This Row],[Practice]])*SUMIFS(CountyAdjustments[King & Hagan Adjustor],CountyAdjustments[County],'BMP Costs'!O$67)","v":0},{"$f":"SUMIFS(Table33[Average Annual Cost],Table33[Stormwater BMP],CurrentBMP[[#This Row],[Practice]])*SUMIFS(CountyAdjustments[King & Hagan Adjustor],CountyAdjustments[County],'BMP Costs'!P$67)","v":0},{"$f":"SUMIFS(Table33[Average Annual Cost],Table33[Stormwater BMP],CurrentBMP[[#This Row],[Practice]])*SUMIFS(CountyAdjustments[King & Hagan Adjustor],CountyAdjustments[County],'BMP Costs'!Q$67)","v":0},{"$f":"SUMIFS(Table33[Average Annual Cost],Table33[Stormwater BMP],CurrentBMP[[#This Row],[Practice]])*SUMIFS(CountyAdjustments[King & Hagan Adjustor],CountyAdjustments[County],'BMP Costs'!R$67)","v":0},{"$f":"SUMIFS(Table33[Average Annual Cost],Table33[Stormwater BMP],CurrentBMP[[#This Row],[Practice]])*SUMIFS(CountyAdjustments[King & Hagan Adjustor],CountyAdjustments[County],'BMP Costs'!S$67)","v":0},{"$f":"SUMIFS(Table33[Average Annual Cost],Table33[Stormwater BMP],CurrentBMP[[#This Row],[Practice]])*SUMIFS(CountyAdjustments[King & Hagan Adjustor],CountyAdjustments[County],'BMP Costs'!T$67)","v":0},{"$f":"SUMIFS(Table33[Average Annual Cost],Table33[Stormwater BMP],CurrentBMP[[#This Row],[Practice]])*SUMIFS(CountyAdjustments[King & Hagan Adjustor],CountyAdjustments[County],'BMP Costs'!U$67)","v":0},{"$f":"SUMIFS(Table33[Average Annual Cost],Table33[Stormwater BMP],CurrentBMP[[#This Row],[Practice]])*SUMIFS(CountyAdjustments[King & Hagan Adjustor],CountyAdjustments[County],'BMP Costs'!V$67)","v":0},{"$f":"SUMIFS(Table33[Average Annual Cost],Table33[Stormwater BMP],CurrentBMP[[#This Row],[Practice]])*SUMIFS(CountyAdjustments[King & Hagan Adjustor],CountyAdjustments[County],'BMP Costs'!W$67)","v":0},{"$f":"SUMIFS(Table33[Average Annual Cost],Table33[Stormwater BMP],CurrentBMP[[#This Row],[Practice]])*SUMIFS(CountyAdjustments[King & Hagan Adjustor],CountyAdjustments[County],'BMP Costs'!X$67)","v":0},{"$f":"SUMIFS(Table33[Average Annual Cost],Table33[Stormwater BMP],CurrentBMP[[#This Row],[Practice]])*SUMIFS(CountyAdjustments[King & Hagan Adjustor],CountyAdjustments[County],'BMP Costs'!Y$67)","v":0},{"$f":"SUMIFS(Table33[Average Annual Cost],Table33[Stormwater BMP],CurrentBMP[[#This Row],[Practice]])*SUMIFS(CountyAdjustments[King & Hagan Adjustor],CountyAdjustments[County],'BMP Costs'!Z$67)","v":0},{"$f":"SUMIFS(Table33[Average Annual Cost],Table33[Stormwater BMP],CurrentBMP[[#This Row],[Practice]])*SUMIFS(CountyAdjustments[King & Hagan Adjustor],CountyAdjustments[County],'BMP Costs'!AA$67)","v":0},{"$f":"SUMIFS(Table33[Average Annual Cost],Table33[Stormwater BMP],CurrentBMP[[#This Row],[Practice]])*SUMIFS(CountyAdjustments[King & Hagan Adjustor],CountyAdjustments[County],'BMP Costs'!AB$67)","v":0},{"$f":"SUMIFS(Table33[Average Annual Cost],Table33[Stormwater BMP],CurrentBMP[[#This Row],[Practice]])*SUMIFS(CountyAdjustments[King & Hagan Adjustor],CountyAdjustments[County],'BMP Costs'!AC$67)","v":0}]
["Cross Sector Trading (Phosphorus)","NA",{"$f":"OFFSET(F108,0,B$67-1)","v":0},{"$f":"IF(SUMIFS(UserCost[User-Defined Annual Cost per Unit],UserCost[BMP],CurrentBMP[[#This Row],[Practice]])>0,SUMIFS(UserCost[User-Defined Annual Cost per Unit],UserCost[BMP],CurrentBMP[[#This Row],[Practice]]),CurrentBMP[[#This Row],[Average Annual Cost/Unit (county-specific)]])","v":0}]
[]
[null,null,"Initial Project Costs1",null,null,null,null,"Routine and Intermittent Maintenance Costs ",null,null,null,"Maintenance, Intermittent Repair, and Implementation Costs11",null,"Total Stormwater BMP Costs per Unit Treated"]
["Stormwater BMP","Unit","Pre-Construction Costs2","Construction Costs (in 2014 dollars)3","Land Costs4","Total Initial Costs","Annualized Initial Costs5","Annual Routine Maintenance8","Average Annual Intermittent Maintenance9","Total Annual Maintenance Costs","Average Annual County Implementation Costs10","Total (Over Selected Timeframe)","Average Annual ","Costs \n(Over Selected Timeframe)","Average Annual Cost"]
["Permeable Pavement","per impervious acre",{"$f":"D112*0.1","v":27181.440000000002},{"$f":"261360*1.04","v":271814.40000000002},{"$f":"$B$11*$B$12*0%","v":0},{"$f":"SUM(C112:E112)","v":298995.84000000003},{"$f":"-PMT($B$13/1,$B$14,F112)","v":20097.216954117277},{"$f":"D112*0.005","v":1359.0720000000001},{"$f":"D112*0.005","v":1359.0720000000001},{"$f":"SUM(H112:I112)","v":2718.1440000000002},{"$f":"20.67*0.5","v":10.335000000000001},{"$f":"SUM(J112+K112)*$B$14","v":54569.58},{"$f":"J112+K112","v":2728.4790000000003},{"$f":"(G112+M112)*$B$14","v":456513.91908234556},{"$f":"N112/$B$14","v":22825.695954117276}]
["Permeable Pavers","per impervious acre",{"$f":"D113*0.1","v":27181.440000000002},{"$f":"261360*1.04","v":271814.40000000002},0,298995.84000000003,20097.216954117277,{"$f":"D113*0.005","v":1359.0720000000001},{"$f":"D113*0.005","v":1359.0720000000001},2718.1440000000002,{"$f":"20.67*0.5","v":10.335000000000001},54569.58,2728.4790000000003,456513.91908234556,22825.695954117276]
["Rainwater Harvesting","per impervious acre",{"$f":"D114*0.05","v":5265.26},{"$f":"101255*1.04","v":105305.2},{"$f":"$B$11*$B$12*0%","v":0},110570.45999999999,7432.0717082102074,{"$f":"D114*0.01","v":1053.0519999999999},{"$f":"D114*0.01","v":1053.0519999999999},2106.1039999999998,{"$f":"20.67*1","v":20.67},42535.479999999996,2126.7739999999999,191176.91416420415,9558.8457082102068]
["Stormwater Planter","per impervious acre",{"$f":"D115*0.2","v":21903.648000000001},{"$f":"105306*1.04","v":109518.24},0,131421.88800000001,8833.6151956351696,{"$f":"D115*0.01","v":1095.1824000000001},{"$f":"D115*0.01","v":1095.1824000000001},2190.3648000000003,{"$f":"20.67*0.5","v":10.335000000000001},44013.996000000006,2200.6998000000003,220686.2999127034,11034.31499563517]
["Green Roof","per impervious acre",{"$f":"D116*0.4","v":379102.88000000006},{"$f":"911305*1.04","v":947757.20000000007},{"$f":"$B$11*$B$12*0%","v":0},1326860.08,89185.839159225114,{"$f":"D116*0.02","v":18955.144},{"$f":"D116*0.02","v":18955.144},37910.288,{"$f":"20.67*1.5","v":31.005000000000003},758825.86,37941.292999999998,2542542.6431845026,127127.13215922513]
["Downspout Disconnection","per impervious acre",{"$f":"D117*0.2","v":50},{"$f":"2*1500*1/12","v":250},0,300,20.164712279057735,{"$f":"D117*0.02","v":5},{"$f":"D117*0.02","v":5},10,null,200,10,603.29424558115466,30.164712279057731]
["Bioretention","per impervious acre",{"$f":"D118*0.25","v":9750},{"$f":"37500*1.04","v":39000},{"$f":"$B$11*$B$12*6%","v":3000},51750,3478.4128681374596,{"$f":"D118*0.02","v":780},{"$f":"D118*0.02","v":780},1560,{"$f":"20.67*1.5","v":31.005000000000003},31820.100000000002,1591.0050000000001,101388.3573627492,5069.4178681374597]
["Rain Garden","per impervious acre",{"$f":"D119*0.25","v":9750},{"$f":"37500*1.04","v":39000},{"$f":"$B$11*$B$12*6%","v":3000},{"$f":"SUM(C119:E119)","v":51750},3478.4128681374596,{"$f":"D119*0.02","v":780},{"$f":"D119*0.02","v":780},{"$f":"SUM(H119:I119)","v":1560},{"$f":"20.67*1.5","v":31.005000000000003},31820.100000000002,{"$f":"J119+K119","v":1591.0050000000001},101388.3573627492,5069.4178681374597]
["Green Streets","per impervious acre",{"$f":"D120*0.4","v":54600},{"$f":"131250*1.04","v":136500},{"$f":"$B$11*$B$12*0%","v":0},{"$f":"SUM(C120:E120)","v":191100},12844.92172175978,{"$f":"H118","v":780},{"$f":"I118","v":780},{"$f":"SUM(H120:I120)","v":1560},{"$f":"20.67*1.5","v":31.005000000000003},31820.100000000002,{"$f":"J120+K120","v":1591.0050000000001},288718.53443519562,14435.926721759781]
["Vegetated Filter Strips","per impervious acre",{"$f":"D121*0.1","v":2527.2000000000003},{"$f":"24300*1.04","v":25272},{"$f":"$B$11*$B$12*4%","v":2000},29799.200000000001,2002.9743138203246,{"$f":"D121*0.01","v":252.72},{"$f":"D121*0.01","v":252.72},505.44,{"$f":"20.67*0.5","v":10.335000000000001},10315.5,515.77499999999998,50374.986276406489,2518.7493138203245]
["Hydrodynamic and Filtering Practices","per impervious acre",{"$f":"D122*0.2","v":7280},{"$f":"35000*1.04","v":36400},{"$f":"$B$11*$B$12*0%","v":0},43680,2935.9821078308069,{"$f":"D122*0.05","v":1820},{"$f":"D122*0.05","v":1820},3640,{"$f":"20.67*1.5","v":31.005000000000003},73420.100000000006,3671.0050000000001,132139.74215661615,6606.9871078308079]
["Infiltration","per impervious acre",{"$f":"D123*0.4","v":17784},{"$f":"42750*1.04","v":44460},{"$f":"$B$11*$B$12*10%","v":5000},67244,4519.853041643195,{"$f":"D123*0.01","v":444.6},{"$f":"D123*0.01","v":444.6},889.2,{"$f":"20.67*1.5","v":31.005000000000003},18404.100000000002,920.20500000000004,108801.1608328639,5440.0580416431949]
["Stormwater Tree Pits/Structural Soils","per impervious acre",{"$f":"D124*0.2","v":58971.12000000001},{"$f":"283515*1.04","v":294855.60000000003},0,353826.72000000003,23782.713351475748,{"$f":"D124*0.01","v":2948.5560000000005},{"$f":"D124*0.01","v":2948.5560000000005},5897.112000000001,{"$f":"20.67*1.5","v":31.005000000000003},118562.34000000003,5928.1170000000011,594216.60702951497,29710.83035147575]
["Sand Filter","per impervious acre",{"$f":"D125*0.4","v":15600},{"$f":"37500*1.04","v":39000},{"$f":"$B$11*$B$12*10%","v":5000},59600,4006.0561727728036,{"$f":"D125*0.02","v":780},{"$f":"D125*0.02","v":780},1560,{"$f":"20.67*1.5","v":31.005000000000003},31820.100000000002,1591.0050000000001,111941.22345545607,5597.0611727728037]
["Dry Swale/Bioswale","per impervious acre",{"$f":"D126*0.4","v":12480},{"$f":"30000*1.04","v":31200},{"$f":"$B$11*$B$12*4%","v":2000},45680,3070.4135230245247,624,{"$f":"D126*0.01","v":312},936,{"$f":"20.67*1.5","v":31.005000000000003},19340.099999999999,967.005,80748.370460490492,4037.4185230245248]
["Wet Swale","per impervious acre",{"$f":"D127*0.2","v":4160},{"$f":"20000*1.04","v":20800},2000,26960,1812.135476811322,416,{"$f":"D127*0.01","v":208},624,{"$f":"20.67*0.5","v":10.335000000000001},12686.7,634.33500000000004,48929.409536226442,2446.470476811322]
["Vegetated Open Channels","per impervious acre",{"$f":"D128*0.2","v":4160},{"$f":"20000*1.04","v":20800},2000,26960,1812.135476811322,416,{"$f":"D128*0.01","v":208},624,{"$f":"20.67*0.5","v":10.335000000000001},12686.7,634.33500000000004,48929.409536226442,2446.470476811322]
["Regenerative Stormwater Conveyance","per impervious acre",{"$f":"D129*0.4","v":68776},171940,{"$f":"$B$11*$B$12*4%","v":2000},242716,16314.327685079259,3438.8,{"$f":"D129*0.01","v":1719.4},5158.2000000000007,{"$f":"20.67*1.5","v":31.005000000000003},103784.10000000002,5189.2050000000008,430070.65370158519,21503.532685079259]
["Wet Ponds","per impervious acre",{"$f":"D130*0.3","v":5787.5999999999995},{"$f":"18550*1.04","v":19292},2000,27079.599999999999,1820.1744754399062,385.84000000000003,{"$f":"D130*0.02","v":385.84000000000003},771.68000000000006,{"$f":"20.67*1","v":20.67},15847,792.35,52250.489508798128,2612.5244754399064]
["Constructed Wetlands","per impervious acre",null,null,2000,2000,134.43141519371827,null,null,0,null,0,0,2688.6283038743654,{"$f":"O130","v":2612.5244754399064}]
["Extended Detention Ponds","per impervious acre",{"$f":"D132*0.3","v":9360},{"$f":"30000*1.04","v":31200},{"$f":"$B$11*$B$12*10%","v":5000},45560,3062.3476381129017,{"$f":"D132*0.02","v":624},{"$f":"D132*0.02","v":624},1248,{"$f":"20.67*1.5","v":31.005000000000003},25580.100000000002,1279.0050000000001,86827.052762258027,{"$f":"N132/$B$14","v":4341.3526381129013}]
["Ditch Enhancement","per impervious acre",{"$f":"D133*0.4","v":12480},{"$f":"30000*1.04","v":31200},{"$f":"$B$11*$B$12*0%","v":0},{"$f":"SUM(C133:E133)","v":43680},2935.9821078308069,{"$f":"H126","v":624},{"$f":"I126","v":312},{"$f":"SUM(H133:I133)","v":936},{"$f":"20.67*1.5","v":31.005000000000003},19340.099999999999,{"$f":"J133+K133","v":967.005},78059.742156616136,{"$f":"N133/$B$14","v":3902.987107830807}]
["Conversion of Dry Pond to Wet Pond","per impervious acre",{"$f":"D134*0.5","v":6440.2},{"$f":"12385*1.04","v":12880.4},0,{"$f":"SUM(C134:E134)","v":19320.599999999999},1298.6478001958765,{"$f":"D134*0.02","v":257.608},{"$f":"D134*0.02","v":257.608},{"$f":"SUM(H134:I134)","v":515.21600000000001},{"$f":"20.67*1","v":20.67},10717.72,{"$f":"J134+K134","v":535.88599999999997},36690.676003917528,{"$f":"N134/$B$14","v":1834.5338001958764}]
["Forest Buffer","per pervious acre",{"$f":"D135*0.1","v":1061.2160000000001},{"$f":"10204*1.04","v":10612.16},{"$f":"$B$11*$B$12*0%","v":0},11673.376,784.63422788419302,{"$f":"D135*0.02","v":212.2432},{"$f":"D135*0.02","v":212.2432},424.4864,10.34,8696.5280000000002,434.82639999999998,24389.212557683859,{"$f":"N135/$B$14","v":1219.4606278841929}]
["Urban Tree Planting ","per pervious acre",{"$f":"D136*0.1","v":1186.3280000000002},{"$f":"11407*1.04","v":11863.28},{"$f":"$B$11*$B$12*100%","v":50000},63049.608,4237.9240154245899,{"$f":"D136*0.02","v":237.26560000000001},{"$f":"D136*0.02","v":237.26560000000001},474.53120000000001,10.34,9697.4239999999991,484.87119999999999,94455.904308491794,{"$f":"N136/$B$14","v":4722.7952154245895}]
["Impervious Cover Removal","per impervious acre",{"$f":"D137*0.1","v":9100},{"$f":"87500*1.04","v":91000},{"$f":"$B$11*$B$12*100%","v":50000},150100,10089.077710288555,{"$f":"D137*0.01","v":910},{"$f":"D137*0","v":0},910,{"$f":"20.67*0.5","v":10.335000000000001},{"$f":"SUM(J137+K137)*$B$14","v":18406.7},920.33500000000004,{"$f":"(G137+M137)*$B$14","v":220188.25420577108},{"$f":"N137/$B$14","v":11009.412710288554}]
["Urban Cover Crop","Per pervious acre",null,260,{"$f":"$B$11*$B$12*100%","v":50000},50260,3378.2614638181394,260,null,260,null,{"$f":"SUM(J138+K138)*$B$14","v":5200},260,{"$f":"(G138+M138)*$B$14","v":72765.229276362792},{"$f":"N138/$B$14","v":3638.2614638181394}]
["Soil Augmentation ","per acre",{"$f":"D139*0.1","v":3159},{"$f":"30375*1.04","v":31590},{"$f":"$B$11*$B$12*100%","v":50000},84749,5696.4640031262143,{"$f":"D139*0","v":0},{"$f":"D139*0","v":0},0,{"$f":"20.67*0.5","v":10.335000000000001},{"$f":"SUM(J139+K139)*$B$14","v":206.70000000000002},10.335000000000001,{"$f":"(G139+M139)*$B$14","v":114135.98006252429},{"$f":"N139/$B$14","v":5706.7990031262143}]
["Pet Waste Program","per pet waste station",0,{"$f":"(170+(3650*0.1))*1.04","v":556.4},0,556.4,37.398819706892418,{"$f":"(C157*365*D157)+(C158*52*D158)+18.25","v":708.25},{"$f":"(2*270)/$B$14","v":27},735.25,10.34,{"$f":"SUM(J140+K140)*$B$14","v":14911.800000000001},745.59,{"$f":"(G140+M140)*$B$14","v":15659.776394137847},{"$f":"N140/$B$14","v":782.9888197068924}]
["Street Sweeping","per impervious acre",0,{"$f":"6049*1.04","v":6290.96},{"$f":"$B$11*$B$12*0%","v":0},6290.96,422.85132786353688,{"$f":"16.57*26","v":430.82},{"$f":"D141*0","v":0},430.82,{"$f":"20.67*1","v":20.67},{"$f":"SUM(J141+K141)*$B$14","v":9029.7999999999993},451.49,{"$f":"(G141+M141)*$B$14","v":17486.826557270739},{"$f":"N141/$B$14","v":874.34132786353689}]
["Urban Nutrient Management","per pervious acre",{"$f":"D142*0","v":0},{"$f":"5498*1.04","v":5717.92},{"$f":"$B$11*$B$12*0%","v":0},{"$f":"SUM(C142:E142)","v":5717.92},384.33403878223271,{"$f":"D142*0","v":0},{"$f":"D142*0","v":0},{"$f":"SUM(H142:I142)","v":0},10.34,206.8,{"$f":"J142+K142","v":10.34},7893.4807756446535,394.67403878223269]
["Outfall Netting System","per impervious acre",{"$f":"D143*0.2","v":308.21000000000004},1541.05,0,{"$f":"SUM(C143:E143)","v":1849.26},124.29931943056769,{"$f":"D143*0.1","v":154.10500000000002},{"$f":"D143*0.1","v":154.10500000000002},{"$f":"SUM(H143:I143)","v":308.21000000000004},{"$f":"20.67*1.5","v":31.005000000000003},{"$f":"SUM(J143+K143)*$B$14","v":6784.3000000000011},{"$f":"J143+K143","v":339.21500000000003},{"$f":"(G143+M143)*$B$14","v":9270.2863886113555},{"$f":"N143/$B$14","v":463.51431943056775}]
["Advanced IDDE Program","per program",null,126500,0,{"$f":"SUM(C144:E144)","v":126500},8502.7870110026797,null,null,{"$f":"SUM(H144:I144)","v":0},null,0,{"$f":"J144+K144","v":0},170055.74022005359,8502.7870110026797]
["Correction of Cross-Connections","per connection",{"$f":"(B172*C166)+C170+(B173*C174)","v":1399.8754008230453},{"$f":"C165","v":3382.08},0,4781.9554008230452,321.42251596294307,{"$f":"(C178*5)/$B$14","v":55},0,55,{"$f":"C179/$B$14","v":43.835999999999999},1976.72,98.835999999999999,8405.1703192588611,420.25851596294308]
["Sewer Repair","per discharge",{"$f":"D146*0.1","v":9609.6},{"$f":"B177*C177","v":96096},0,105705.60000000001,7105.0767009505525,{"$f":"(C178*5)/$B$14","v":55},0,55,{"$f":"C179/$B$14","v":43.835999999999999},1976.72,98.835999999999999,144078.25401901104,7203.9127009505519]
["User Defined BMP",null,null,null,null,{"$f":"SUM(C147:E147)","v":0},0,null,null,{"$f":"SUM(H147:I147)","v":0},null,{"$f":"SUM(J147+K147)*$B$14","v":0},{"$f":"J147+K147","v":0},{"$f":"(G147+M147)*$B$14","v":0},{"$f":"N147/$B$14","v":0}]
["Living Shoreline","per linear foot",{"$f":"D148*0.2","v":60},300,0,{"$f":"SUM(C148:E148)","v":360},24.197654734869285,0,9,{"$f":"SUM(H148:I148)","v":9},31.01,{"$f":"SUM(J148+K148)*$B$14","v":800.2},{"$f":"J148+K148","v":40.010000000000005},{"$f":"(G148+M148)*$B$14","v":1284.1530946973858},{"$f":"N148/$B$14","v":64.207654734869294}]
["Stream Restoration","per linear foot",{"$f":"D149*0.5","v":223.6},{"$f":"430*1.04","v":447.2},{"$f":"$B$11*$B$12*0%","v":0},{"$f":"SUM(C149:E149)","v":670.8},45.088296655973103,{"$f":"D149*0","v":0},{"$f":"D149*0.02","v":8.9440000000000008},{"$f":"SUM(H149:I149)","v":8.9440000000000008},31.01,{"$f":"SUM(J149+K149)*$B$14","v":799.08},{"$f":"J149+K149","v":39.954000000000001},{"$f":"(G149+M149)*$B$14","v":1700.8459331194622},{"$f":"N149/$B$14","v":85.042296655973104}]
[]
[]
[]
[]
["Pet Waste Program Calculator",null,"Units","Unit Cost (2014 Dollars)"]
["# of pet waste stations installed with sign and basket",null,{"$f":"'Scenario Setup'!E98","v":0},{"$f":"170*1.04","v":176.8}]
[]
["# bags used per station per day",null,10,0.1]
["Maintenance: # hours/week to replace bags and empty trash cans + hourly rate",null,0.25,25]
["Maintenance: annual trash disposal cost/lb",null,{"$f":"C157*C155*0.1*365*0.3","v":0},0.05]
[]
["Default: #bags/day x #stations x 0.1 lbs/bag x 365days x 0.3(discount factor)"]
[]
["IDDE Correction Calculator","Units","Unit Cost (2014 Dollars)"]
["Correction of Cross-Connections"]
["Construction: Cost of connection correction",null,{"$f":"3252*1.04","v":3382.08}]
["Average cost per mile of Outfall Reconnaissance Inventory",null,{"$f":"720.42*1.04","v":749.23680000000002}]
["Average outfalls per mile",22.5]
["% of outfalls with dry weather flow",27]
["% of flowing outfalls with sewage indicators",60]
["Average cost per discharge to isolate the source",null,{"$f":"1012.17*1.04","v":1052.6568}]
["# of outfalls needed to assess to identify one wastewater discharge",{"$f":"1/((B168/100)*(B169/100))","v":6.1728395061728394}]
["miles needed to assess to identify one wastewater discharge",{"$f":"B171/B167","v":0.27434842249657065}]
["# of outfalls that require sampling",{"$f":"B171*(B168/100)","v":1.6666666666666667}]
["Average per sample cost of analysis",null,{"$f":"65+20","v":85}]
[]
["Sewer Repair"]
["average length of pipe fixed in sewer repairs (feet) and average cost per foot to fix pipe",400,{"$f":"231*1.04","v":240.24}]
["Maintenance: Annual sampling cost",null,220]
["Average annual cost per discharge for enforcement",null,{"$f":"843*1.04","v":876.72}]

{"sheet":"Optimization Results","index":3,"n_rows":87,"n_cols":31,"rows_kept":87,"cut":false,"hidden":false,"merged":[[28,0,28,2]]}
["Optimization Results","Required User Input"]
[null,"Optional Input Cells"]
[null,"Results Cells"]
[]
["1. Enter Reductions from Installed BMPs (optional):"]
["If known, enter the estimated pollutant reductions for BMPs that were installed between 2013 and the present or are in the pipeline for near-term installation"]
[]
["TN (lbs reduced)","TP (lbs reduced)","TSS (lbs reduced)"]
[]
[]
["2. Enter Cross Sector Trading Limits (optional):"]
["If known, enter the cost and the amount you are willing to pay to another sector to provide reductions. These reductions have been limited to 10% of reduction goals."]
["For more information about trading see: www.mdnutrienttrading.com"]
[]
["Willingness to Pay ($/lb/yr Reduced)"]
["TN","TP"]
[]
[]
["Credits to buy from another sector (lbs/year)"]
[]
[]
["3. Select Pollutant for Optimization:"]
["Select a pollutant on which to optimize BMP selection for the lowest cost."]
["The reductions to meet WIP targets shown below reflect the WIP target minus the 2013 loads minus reductions from BMPs installed after 2013."]
[]
[{"$f":"IF(SUM('Scenario Setup'!F15:F17)>0,\"User Defined (custom) Goals\",\"Reductions to meet \"&'Scenario Setup'!D11&\" WIP Targets\")","v":"Reductions to meet 2025 WIP Targets"}]
["TN (lbs to reduce)","TP (lbs to reduce)","TSS (lbs to reduce)"]
[{"$f":"'Scenario Setup'!Q183-A9","v":8513.530245381975},{"$f":"'Scenario Setup'!R183-B9","v":3898.6248935369986},{"$f":"'Scenario Setup'!S183-C9","v":0}]
["Remaining Reductions to Meet WIP Targets"]
["TN (lbs to reduce)","TP (lbs to reduce)","TSS (lbs to reduce)"]
[{"$f":"IF(A28-A9<0,0,A28-A9)","v":8513.530245381975},{"$f":"IF(B28-B9<0,0,B28-B9)","v":3898.6248935369986},{"$f":"IF(C28-C9<0,0,C28-C9)","v":0}]
[]
["Optimize Based on:"]
["TN","Nitrogen Weight",0.5]
[null,"Phosphorus Weight",{"$f":"1-C34","v":0.5}]
[{"$f":"IF(A34=\"TN\",A31,IF(A34=\"TP\",B31,IF(A34=\"TN & TP\",MAX(A31,B31),C31)))","v":8513.530245381975},"lbs"]
[]
["4. Results:"]
["Practice","Units Treated","TN Reductions (lbs/yr) ","TP Reductions (lbs/yr) ","TSS Reductions (lbs/yr) ","Annual Cost ","$/lb TN","$/lb TP ","$/lb TSS ","Reductions from Less Expensive or Higher Priority Practices (lbs)","Available Reduction (lbs)","Resulting Runoff Equivalent Impervious Area to Treat (acres) or Units to Treat (calc)","Runoff Equivalent Impervious Area Treated (acres) or Units Treated","Original Units","TN Rank","TP Rank","TSS Rank","TN & TP Rank","Selected Ranking","Show","Fraction of Cost","TN (lbs/yr reduced)","TP (lbs/yr reduced)","TSS (lbs/yr reduced)","Total Cost ($/yr)"]
["User Defined BMP",{"$f":"IFERROR(Optimization1[[#This Row],[Resulting Runoff Equivalent Impervious Area to Treat (acres) or Units to Treat (calc)]]*(Optimization1[[#This Row],[Original Units]]/Optimization1[[#This Row],[Runoff Equivalent Impervious Area Treated (acres) or Units Treated]]),0)","v":0},{"$f":"IFERROR(Optimization1[[#This Row],[TN (lbs/yr reduced)]]/Optimization1[[#This Row],[Runoff Equivalent Impervious Area Treated (acres) or Units Treated]]*Optimization1[[#This Row],[Resulting Runoff Equivalent Impervious Area to Treat (acres) or Units to Treat (calc)]],0)","v":0},{"$f":"IFERROR(Optimization1[[#This Row],[TP (lbs/yr reduced)]]/Optimization1[[#This Row],[Runoff Equivalent Impervious Area Treated (acres) or Units Treated]]*Optimization1[[#This Row],[Resulting Runoff Equivalent Impervious Area to Treat (acres) or Units to Treat (calc)]],0)","v":0},{"$f":"IFERROR(Optimization1[[#This Row],[TSS (lbs/yr reduced)]]/Optimization1[[#This Row],[Runoff Equivalent Impervious Area Treated (acres) or Units Treated]]*Optimization1[[#This Row],[Resulting Runoff Equivalent Impervious Area to Treat (acres) or Units to Treat (calc)]],0)","v":0},{"$f":"IFERROR(Optimization1[[#This Row],[Total Cost ($/yr)]]/Optimization1[[#This Row],[Runoff Equivalent Impervious Area Treated (acres) or Units Treated]]*Optimization1[[#This Row],[Resulting Runoff Equivalent Impervious Area to Treat (acres) or Units to Treat (calc)]],0)","v":0},{"$f":"IFERROR(Optimization1[[#This Row],[Total Cost ($/yr)]]/Optimization1[[#This Row],[TN (lbs/yr reduced)]],\"\")","v":""},{"$f":"IFERROR(Optimization1[[#This Row],[Total Cost ($/yr)]]/Optimization1[[#This Row],[TP (lbs/yr reduced)]],\"\")","v":""},{"$f":"IFERROR(Optimization1[[#This Row],[Total Cost ($/yr)]]/Optimization1[[#This Row],[TSS (lbs/yr reduced)]],\"\")","v":""},{"$f":"SUMIFS(IF($A$34=\"TN\",Optimization1[TN (lbs/yr reduced)],IF($A$34=\"TP\",Optimization1[TP (lbs/yr reduced)],IF($A$34=\"TN & TP\",Optimization1[TN (lbs/yr reduced)],Optimization1[TSS (lbs/yr reduced)]))),Optimization1[Selected Ranking],\">0\",Optimization1[Selected Ranking],\"<\"&Optimization1[[#This Row],[Selected Ranking]])","v":0},{"$f":"IF(Optimization1[[#This Row],[Reductions from Less Expensive or Higher Priority Practices (lbs)]]>=$A$36,0,IF(IF($A$34=\"TN\",Optimization1[[#This Row],[TN (lbs/yr reduced)]],IF($A$34=\"TP\",Optimization1[[#This Row],[TP (lbs/yr reduced)]],IF($A$34=\"TN & TP\",Optimization1[[#This Row],[TN (lbs/yr reduced)]],Optimization1[[#This Row],[TSS (lbs/yr reduced)]])))+Optimization1[[#This Row],[Reductions from Less Expensive or Higher Priority Practices (lbs)]]>$A$36,$A$36-Optimization1[[#This Row],[Reductions from Less Expensive or Higher Priority Practices (lbs)]],IF($A$34=\"TN\",Optimization1[[#This Row],[TN (lbs/yr reduced)]],IF($A$34=\"TP\",Optimization1[[#This Row],[TP (lbs/yr reduced)]],IF($A$34=\"TN & TP\",Optimization1[[#This Row],[TN (lbs/yr reduced)]],Optimization1[[#This Row],[TSS (lbs/yr reduced)]])))))","v":0},{"$f":"IFERROR(Optimization1[[#This Row],[Runoff Equivalent Impervious Area Treated (acres) or Units Treated]]/IF($A$34=\"TN\",Optimization1[[#This Row],[TN (lbs/yr reduced)]],IF($A$34=\"TP\",Optimization1[[#This Row],[TP (lbs/yr reduced)]],IF($A$34=\"TN & TP\",IF(Optimization1[[#This Row],[TN (lbs/yr reduced)]]=0,Optimization1[[#This Row],[TP (lbs/yr reduced)]],Optimization1[[#This Row],[TN (lbs/yr reduced)]]),Optimization1[[#This Row],[TSS (lbs/yr reduced)]])))*IF(AND($A$34=\"TN & TP\",Optimization1[[#This Row],[TN (lbs/yr reduced)]]=0),Optimization1[[#This Row],[TP (lbs/yr reduced)]],Optimization1[[#This Row],[Available Reduction (lbs)]]),0)","v":0},{"$f":"SUMIFS('Scenario Setup'!$I$50:$I$170,'Scenario Setup'!$C$50:$C$170,Optimization1[[#This Row],[Practice]])+SUMIFS('Scenario Setup'!$I$50:$I$170,'Scenario Setup'!$B$50:$B$170,Optimization1[[#This Row],[Practice]])","v":0},{"$f":"SUMIFS('Scenario Setup'!$E$50:$E$170,'Scenario Setup'!$C$50:$C$170,Optimization1[[#This Row],[Practice]])+SUMIFS('Scenario Setup'!$E$50:$E$170,'Scenario Setup'!$B$50:$B$170,Optimization1[[#This Row],[Practice]])","v":0},{"$f":"IFERROR(IF(Optimization1[[#This Row],[Total Cost ($/yr)]]=0,NA(),_xlfn.RANK.EQ(Optimization1[[#This Row],[$/lb TN]],Optimization1[$/lb TN],1)+IF(AND(SUMPRODUCT(--(Optimization1[$/lb TN]=Optimization1[[#This Row],[$/lb TN]]),--(Optimization1[Total Cost ($/yr)]>Optimization1[[#This Row],[Total Cost ($/yr)]]))>0,(COUNT(Optimization1[$/lb TN])+1-_xlfn.RANK.EQ(Optimization1[[#This Row],[$/lb TN]],Optimization1[$/lb TN],0)-_xlfn.RANK.EQ(Optimization1[[#This Row],[$/lb TN]],Optimization1[$/lb TN],1))/2>0),1,0)),0)","v":0},{"$f":"IFERROR(IF(Optimization1[[#This Row],[Total Cost ($/yr)]]=0,NA(),_xlfn.RANK.EQ(Optimization1[[#This Row],[$/lb TP ]],Optimization1[$/lb TP ],1)+IF(AND(SUMPRODUCT(--(Optimization1[$/lb TP ]=Optimization1[[#This Row],[$/lb TP ]]),--(Optimization1[Total Cost ($/yr)]>Optimization1[[#This Row],[Total Cost ($/yr)]]))>0,(COUNT(Optimization1[$/lb TP ])+1-_xlfn.RANK.EQ(Optimization1[[#This Row],[$/lb TP ]],Optimization1[$/lb TP ],0)-_xlfn.RANK.EQ(Optimization1[[#This Row],[$/lb TP ]],Optimization1[$/lb TP ],1))/2>0),1,0)),0)","v":0},{"$f":"IFERROR(IF(Optimization1[[#This Row],[Total Cost ($/yr)]]=0,NA(),_xlfn.RANK.EQ(Optimization1[[#This Row],[$/lb TSS ]],Optimization1[$/lb TSS ],1)+IF(AND(SUMPRODUCT(--(Optimization1[$/lb TSS ]=Optimization1[[#This Row],[$/lb TSS ]]),--(Optimization1[Total Cost ($/yr)]>Optimization1[[#This Row],[Total Cost ($/yr)]]))>0,(COUNT(Optimization1[$/lb TSS ])+1-_xlfn.RANK.EQ(Optimization1[[#This Row],[$/lb TSS ]],Optimization1[$/lb TSS ],0)-_xlfn.RANK.EQ(Optimization1[[#This Row],[$/lb TSS ]],Optimization1[$/lb TSS ],1))/2>0),1,0)),0)","v":0},{"$f":"IFERROR(Optimization1[[#This Row],[TN Rank]]*$C$34+Optimization1[[#This Row],[TP Rank]]*$C$35,0)","v":0},{"$f":"IF($A$34=\"TN\",Optimization1[[#This Row],[TN Rank]],IF($A$34=\"TP\",Optimization1[[#This Row],[TP Rank]],IF($A$34=\"TN & TP\",Optimization1[[#This Row],[TN & TP Rank]],Optimization1[[#This Row],[TSS Rank]])))+IF(Priority[BMP Type]=Optimization1[[#This Row],[Practice]],0.5,0)","v":0},{"$f":"IF(Optimization1[[#This Row],[Selected Ranking]]>0,1,0)","v":0},{"$f":"Optimization1[[#This Row],[Total Cost ($/yr)]]/_xlfn.AGGREGATE(9,7,Optimization1[Total Cost ($/yr)])","v":{"$error":"#DIV/0!"}},{"$f":"IF(IFERROR(SUMIFS('Scenario Setup'!$Q$50:$Q$170,'Scenario Setup'!$C$50:$C$170,Optimization1[[#This Row],[Practice]])+SUMIFS('Scenario Setup'!$Q$50:$Q$170,'Scenario Setup'!$B$50:$B$170,Optimization1[[#This Row],[Practice]]),0)<0,0,IFERROR(SUMIFS('Scenario Setup'!$Q$50:$Q$170,'Scenario Setup'!$C$50:$C$170,Optimization1[[#This Row],[Practice]])+SUMIFS('Scenario Setup'!$Q$50:$Q$170,'Scenario Setup'!$B$50:$B$170,Optimization1[[#This Row],[Practice]]),0))","v":0},{"$f":"IF(IFERROR(SUMIFS('Scenario Setup'!$R$50:$R$170,'Scenario Setup'!$C$50:$C$170,Optimization1[[#This Row],[Practice]])+SUMIFS('Scenario Setup'!$R$50:$R$170,'Scenario Setup'!$B$50:$B$170,Optimization1[[#This Row],[Practice]]),0)<0,0,IFERROR(SUMIFS('Scenario Setup'!$R$50:$R$170,'Scenario Setup'!$C$50:$C$170,Optimization1[[#This Row],[Practice]])+SUMIFS('Scenario Setup'!$R$50:$R$170,'Scenario Setup'!$B$50:$B$170,Optimization1[[#This Row],[Practice]]),0))","v":0},{"$f":"IF(IFERROR(SUMIFS('Scenario Setup'!$S$50:$S$170,'Scenario Setup'!$C$50:$C$170,Optimization1[[#This Row],[Practice]])+SUMIFS('Scenario Setup'!$S$50:$S$170,'Scenario Setup'!$B$50:$B$170,Optimization1[[#This Row],[Practice]]),0)<0,0,IFERROR(SUMIFS('Scenario Setup'!$S$50:$S$170,'Scenario Setup'!$C$50:$C$170,Optimization1[[#This Row],[Practice]])+SUMIFS('Scenario Setup'!$S$50:$S$170,'Scenario Setup'!$B$50:$B$170,Optimization1[[#This Row],[Practice]]),0))","v":0},{"$f":"IFERROR(SUMIFS('Scenario Setup'!$V$50:$V$170,'Scenario Setup'!$C$50:$C$170,Optimization1[[#This Row],[Practice]])+SUMIFS('Scenario Setup'!$V$50:$V$170,'Scenario Setup'!$B$50:$B$170,Optimization1[[#This Row],[Practice]]),0)","v":0}]
["Urban Nutrient Management",{"$f":"IFERROR(Optimization1[[#This Row],[Resulting Runoff Equivalent Impervious Area to Treat (acres) or Units to Treat (calc)]]*(Optimization1[[#This Row],[Original Units]]/Optimization1[[#This Row],[Runoff Equivalent Impervious Area Treated (acres) or Units Treated]]),0)","v":0},{"$f":"IFERROR(Optimization1[[#This Row],[TN (lbs/yr reduced)]]/Optimization1[[#This Row],[Runoff Equivalent Impervious Area Treated (acres) or Units Treated]]*Optimization1[[#This Row],[Resulting Runoff Equivalent Impervious Area to Treat (acres) or Units to Treat (calc)]],0)","v":0},{"$f":"IFERROR(Optimization1[[#This Row],[TP (lbs/yr reduced)]]/Optimization1[[#This Row],[Runoff Equivalent Impervious Area Treated (acres) or Units Treated]]*Optimization1[[#This Row],[Resulting Runoff Equivalent Impervious Area to Treat (acres) or Units to Treat (calc)]],0)","v":0},{"$f":"IFERROR(Optimization1[[#This Row],[TSS (lbs/yr reduced)]]/Optimization1[[#This Row],[Runoff Equivalent Impervious Area Treated (acres) or Units Treated]]*Optimization1[[#This Row],[Resulting Runoff Equivalent Impervious Area to Treat (acres) or Units to Treat (calc)]],0)","v":0},{"$f":"IFERROR(Optimization1[[#This Row],[Total Cost ($/yr)]]/Optimization1[[#This Row],[Runoff Equivalent Impervious Area Treated (acres) or Units Treated]]*Optimization1[[#This Row],[Resulting Runoff Equivalent Impervious Area to Treat (acres) or Units to Treat (calc)]],0)","v":0},{"$f":"IFERROR(Optimization1[[#This Row],[Total Cost ($/yr)]]/Optimization1[[#This Row],[TN (lbs/yr reduced)]],\"\")","v":""},{"$f":"IFERROR(Optimization1[[#This Row],[Total Cost ($/yr)]]/Optimization1[[#This Row],[TP (lbs/yr reduced)]],\"\")","v":""},{"$f":"IFERROR(Optimization1[[#This Row],[Total Cost ($/yr)]]/Optimization1[[#This Row],[TSS (lbs/yr reduced)]],\"\")","v":""},{"$f":"SUMIFS(IF($A$34=\"TN\",Optimization1[TN (lbs/yr reduced)],IF($A$34=\"TP\",Optimization1[TP (lbs/yr reduced)],IF($A$34=\"TN & TP\",Optimization1[TN (lbs/yr reduced)],Optimization1[TSS (lbs/yr reduced)]))),Optimization1[Selected Ranking],\">0\",Optimization1[Selected Ranking],\"<\"&Optimization1[[#This Row],[Selected Ranking]])","v":0},{"$f":"IF(Optimization1[[#This Row],[Reductions from Less Expensive or Higher Priority Practices (lbs)]]>=$A$36,0,IF(IF($A$34=\"TN\",Optimization1[[#This Row],[TN (lbs/yr reduced)]],IF($A$34=\"TP\",Optimization1[[#This Row],[TP (lbs/yr reduced)]],IF($A$34=\"TN & TP\",Optimization1[[#This Row],[TN (lbs/yr reduced)]],Optimization1[[#This Row],[TSS (lbs/yr reduced)]])))+Optimization1[[#This Row],[Reductions from Less Expensive or Higher Priority Practices (lbs)]]>$A$36,$A$36-Optimization1[[#This Row],[Reductions from Less Expensive or Higher Priority Practices (lbs)]],IF($A$34=\"TN\",Optimization1[[#This Row],[TN (lbs/yr reduced)]],IF($A$34=\"TP\",Optimization1[[#This Row],[TP (lbs/yr reduced)]],IF($A$34=\"TN & TP\",Optimization1[[#This Row],[TN (lbs/yr reduced)]],Optimization1[[#This Row],[TSS (lbs/yr reduced)]])))))","v":0},{"$f":"IFERROR(Optimization1[[#This Row],[Runoff Equivalent Impervious Area Treated (acres) or Units Treated]]/IF($A$34=\"TN\",Optimization1[[#This Row],[TN (lbs/yr reduced)]],IF($A$34=\"TP\",Optimization1[[#This Row],[TP (lbs/yr reduced)]],IF($A$34=\"TN & TP\",IF(Optimization1[[#This Row],[TN (lbs/yr reduced)]]=0,Optimization1[[#This Row],[TP (lbs/yr reduced)]],Optimization1[[#This Row],[TN (lbs/yr reduced)]]),Optimization1[[#This Row],[TSS (lbs/yr reduced)]])))*IF(AND($A$34=\"TN & TP\",Optimization1[[#This Row],[TN (lbs/yr reduced)]]=0),Optimization1[[#This Row],[TP (lbs/yr reduced)]],Optimization1[[#This Row],[Available Reduction (lbs)]]),0)","v":0},{"$f":"SUMIFS('Scenario Setup'!$I$50:$I$170,'Scenario Setup'!$C$50:$C$170,Optimization1[[#This Row],[Practice]])+SUMIFS('Scenario Setup'!$I$50:$I$170,'Scenario Setup'!$B$50:$B$170,Optimization1[[#This Row],[Practice]])","v":0},{"$f":"SUMIFS('Scenario Setup'!$E$50:$E$170,'Scenario Setup'!$C$50:$C$170,Optimization1[[#This Row],[Practice]])+SUMIFS('Scenario Setup'!$E$50:$E$170,'Scenario Setup'!$B$50:$B$170,Optimization1[[#This Row],[Practice]])","v":0},{"$f":"IFERROR(IF(Optimization1[[#This Row],[Total Cost ($/yr)]]=0,NA(),_xlfn.RANK.EQ(Optimization1[[#This Row],[$/lb TN]],Optimization1[$/lb TN],1)+IF(AND(SUMPRODUCT(--(Optimization1[$/lb TN]=Optimization1[[#This Row],[$/lb TN]]),--(Optimization1[Total Cost ($/yr)]>Optimization1[[#This Row],[Total Cost ($/yr)]]))>0,(COUNT(Optimization1[$/lb TN])+1-_xlfn.RANK.EQ(Optimization1[[#This Row],[$/lb TN]],Optimization1[$/lb TN],0)-_xlfn.RANK.EQ(Optimization1[[#This Row],[$/lb TN]],Optimization1[$/lb TN],1))/2>0),1,0)),0)","v":0},{"$f":"IFERROR(IF(Optimization1[[#This Row],[Total Cost ($/yr)]]=0,NA(),_xlfn.RANK.EQ(Optimization1[[#This Row],[$/lb TP ]],Optimization1[$/lb TP ],1)+IF(AND(SUMPRODUCT(--(Optimization1[$/lb TP ]=Optimization1[[#This Row],[$/lb TP ]]),--(Optimization1[Total Cost ($/yr)]>Optimization1[[#This Row],[Total Cost ($/yr)]]))>0,(COUNT(Optimization1[$/lb TP ])+1-_xlfn.RANK.EQ(Optimization1[[#This Row],[$/lb TP ]],Optimization1[$/lb TP ],0)-_xlfn.RANK.EQ(Optimization1[[#This Row],[$/lb TP ]],Optimization1[$/lb TP ],1))/2>0),1,0)),0)","v":0},{"$f":"IFERROR(IF(Optimization1[[#This Row],[Total Cost ($/yr)]]=0,NA(),_xlfn.RANK.EQ(Optimization1[[#This Row],[$/lb TSS ]],Optimization1[$/lb TSS ],1)+IF(AND(SUMPRODUCT(--(Optimization1[$/lb TSS ]=Optimization1[[#This Row],[$/lb TSS ]]),--(Optimization1[Total Cost ($/yr)]>Optimization1[[#This Row],[Total Cost ($/yr)]]))>0,(COUNT(Optimization1[$/lb TSS ])+1-_xlfn.RANK.EQ(Optimization1[[#This Row],[$/lb TSS ]],Optimization1[$/lb TSS ],0)-_xlfn.RANK.EQ(Optimization1[[#This Row],[$/lb TSS ]],Optimization1[$/lb TSS ],1))/2>0),1,0)),0)","v":0},{"$f":"IFERROR(Optimization1[[#This Row],[TN Rank]]*$C$34+Optimization1[[#This Row],[TP Rank]]*$C$35,0)","v":0},{"$f":"IF($A$34=\"TN\",Optimization1[[#This Row],[TN Rank]],IF($A$34=\"TP\",Optimization1[[#This Row],[TP Rank]],IF($A$34=\"TN & TP\",Optimization1[[#This Row],[TN & TP Rank]],Optimization1[[#This Row],[TSS Rank]])))+IF(Priority[BMP Type]=Optimization1[[#This Row],[Practice]],0.5,0)","v":0},{"$f":"IF(Optimization1[[#This Row],[Selected Ranking]]>0,1,0)","v":0},{"$f":"Optimization1[[#This Row],[Total Cost ($/yr)]]/_xlfn.AGGREGATE(9,7,Optimization1[Total Cost ($/yr)])","v":{"$error":"#DIV/0!"}},{"$f":"IF(IFERROR(SUMIFS('Scenario Setup'!$Q$50:$Q$170,'Scenario Setup'!$C$50:$C$170,Optimization1[[#This Row],[Practice]])+SUMIFS('Scenario Setup'!$Q$50:$Q$170,'Scenario Setup'!$B$50:$B$170,Optimization1[[#This Row],[Practice]]),0)<0,0,IFERROR(SUMIFS('Scenario Setup'!$Q$50:$Q$170,'Scenario Setup'!$C$50:$C$170,Optimization1[[#This Row],[Practice]])+SUMIFS('Scenario Setup'!$Q$50:$Q$170,'Scenario Setup'!$B$50:$B$170,Optimization1[[#This Row],[Practice]]),0))","v":0},{"$f":"IF(IFERROR(SUMIFS('Scenario Setup'!$R$50:$R$170,'Scenario Setup'!$C$50:$C$170,Optimization1[[#This Row],[Practice]])+SUMIFS('Scenario Setup'!$R$50:$R$170,'Scenario Setup'!$B$50:$B$170,Optimization1[[#This Row],[Practice]]),0)<0,0,IFERROR(SUMIFS('Scenario Setup'!$R$50:$R$170,'Scenario Setup'!$C$50:$C$170,Optimization1[[#This Row],[Practice]])+SUMIFS('Scenario Setup'!$R$50:$R$170,'Scenario Setup'!$B$50:$B$170,Optimization1[[#This Row],[Practice]]),0))","v":0},{"$f":"IF(IFERROR(SUMIFS('Scenario Setup'!$S$50:$S$170,'Scenario Setup'!$C$50:$C$170,Optimization1[[#This Row],[Practice]])+SUMIFS('Scenario Setup'!$S$50:$S$170,'Scenario Setup'!$B$50:$B$170,Optimization1[[#This Row],[Practice]]),0)<0,0,IFERROR(SUMIFS('Scenario Setup'!$S$50:$S$170,'Scenario Setup'!$C$50:$C$170,Optimization1[[#This Row],[Practice]])+SUMIFS('Scenario Setup'!$S$50:$S$170,'Scenario Setup'!$B$50:$B$170,Optimization1[[#This Row],[Practice]]),0))","v":0},{"$f":"IFERROR(SUMIFS('Scenario Setup'!$V$50:$V$170,'Scenario Setup'!$C$50:$C$170,Optimization1[[#This Row],[Practice]])+SUMIFS('Scenario Setup'!$V$50:$V$170,'Scenario Setup'!$B$50:$B$170,Optimization1[[#This Row],[Practice]]),0)","v":0}]
["Correction of Cross-Connections",{"$f":"IFERROR(Optimization1[[#This Row],[Resulting Runoff Equivalent Impervious Area to Treat (acres) or Units to Treat (calc)]]*(Optimization1[[#This Row],[Original Units]]/Optimization1[[#This Row],[Runoff Equivalent Impervious Area Treated (acres) or Units Treated]]),0)","v":0},{"$f":"IFERROR(Optimization1[[#This Row],[TN (lbs/yr reduced)]]/Optimization1[[#This Row],[Runoff Equivalent Impervious Area Treated (acres) or Units Treated]]*Optimization1[[#This Row],[Resulting Runoff Equivalent Impervious Area to Treat (acres) or Units to Treat (calc)]],0)","v":0},{"$f":"IFERROR(Optimization1[[#This Row],[TP (lbs/yr reduced)]]/Optimization1[[#This Row],[Runoff Equivalent Impervious Area Treated (acres) or Units Treated]]*Optimization1[[#This Row],[Resulting Runoff Equivalent Impervious Area to Treat (acres) or Units to Treat (calc)]],0)","v":0},{"$f":"IFERROR(Optimization1[[#This Row],[TSS (lbs/yr reduced)]]/Optimization1[[#This Row],[Runoff Equivalent Impervious Area Treated (acres) or Units Treated]]*Optimization1[[#This Row],[Resulting Runoff Equivalent Impervious Area to Treat (acres) or Units to Treat (calc)]],0)","v":0},{"$f":"IFERROR(Optimization1[[#This Row],[Total Cost ($/yr)]]/Optimization1[[#This Row],[Runoff Equivalent Impervious Area Treated (acres) or Units Treated]]*Optimization1[[#This Row],[Resulting Runoff Equivalent Impervious Area to Treat (acres) or Units to Treat (calc)]],0)","v":0},{"$f":"IFERROR(Optimization1[[#This Row],[Total Cost ($/yr)]]/Optimization1[[#This Row],[TN (lbs/yr reduced)]],\"\")","v":""},{"$f":"IFERROR(Optimization1[[#This Row],[Total Cost ($/yr)]]/Optimization1[[#This Row],[TP (lbs/yr reduced)]],\"\")","v":""},{"$f":"IFERROR(Optimization1[[#This Row],[Total Cost ($/yr)]]/Optimization1[[#This Row],[TSS (lbs/yr reduced)]],\"\")","v":""},{"$f":"SUMIFS(IF($A$34=\"TN\",Optimization1[TN (lbs/yr reduced)],IF($A$34=\"TP\",Optimization1[TP (lbs/yr reduced)],IF($A$34=\"TN & TP\",Optimization1[TN (lbs/yr reduced)],Optimization1[TSS (lbs/yr reduced)]))),Optimization1[Selected Ranking],\">0\",Optimization1[Selected Ranking],\"<\"&Optimization1[[#This Row],[Selected Ranking]])","v":0},{"$f":"IF(Optimization1[[#This Row],[Reductions from Less Expensive or Higher Priority Practices (lbs)]]>=$A$36,0,IF(IF($A$34=\"TN\",Optimization1[[#This Row],[TN (lbs/yr reduced)]],IF($A$34=\"TP\",Optimization1[[#This Row],[TP (lbs/yr reduced)]],IF($A$34=\"TN & TP\",Optimization1[[#This Row],[TN (lbs/yr reduced)]],Optimization1[[#This Row],[TSS (lbs/yr reduced)]])))+Optimization1[[#This Row],[Reductions from Less Expensive or Higher Priority Practices (lbs)]]>$A$36,$A$36-Optimization1[[#This Row],[Reductions from Less Expensive or Higher Priority Practices (lbs)]],IF($A$34=\"TN\",Optimization1[[#This Row],[TN (lbs/yr reduced)]],IF($A$34=\"TP\",Optimization1[[#This Row],[TP (lbs/yr reduced)]],IF($A$34=\"TN & TP\",Optimization1[[#This Row],[TN (lbs/yr reduced)]],Optimization1[[#This Row],[TSS (lbs/yr reduced)]])))))","v":0},{"$f":"IFERROR(Optimization1[[#This Row],[Runoff Equivalent Impervious Area Treated (acres) or Units Treated]]/IF($A$34=\"TN\",Optimization1[[#This Row],[TN (lbs/yr reduced)]],IF($A$34=\"TP\",Optimization1[[#This Row],[TP (lbs/yr reduced)]],IF($A$34=\"TN & TP\",IF(Optimization1[[#This Row],[TN (lbs/yr reduced)]]=0,Optimization1[[#This Row],[TP (lbs/yr reduced)]],Optimization1[[#This Row],[TN (lbs/yr reduced)]]),Optimization1[[#This Row],[TSS (lbs/yr reduced)]])))*IF(AND($A$34=\"TN & TP\",Optimization1[[#This Row],[TN (lbs/yr reduced)]]=0),Optimization1[[#This Row],[TP (lbs/yr reduced)]],Optimization1[[#This Row],[Available Reduction (lbs)]]),0)","v":0},{"$f":"SUMIFS('Scenario Setup'!$I$50:$I$170,'Scenario Setup'!$C$50:$C$170,Optimization1[[#This Row],[Practice]])+SUMIFS('Scenario Setup'!$I$50:$I$170,'Scenario Setup'!$B$50:$B$170,Optimization1[[#This Row],[Practice]])","v":0},{"$f":"SUMIFS('Scenario Setup'!$E$50:$E$170,'Scenario Setup'!$C$50:$C$170,Optimization1[[#This Row],[Practice]])+SUMIFS('Scenario Setup'!$E$50:$E$170,'Scenario Setup'!$B$50:$B$170,Optimization1[[#This Row],[Practice]])","v":0},{"$f":"IFERROR(IF(Optimization1[[#This Row],[Total Cost ($/yr)]]=0,NA(),_xlfn.RANK.EQ(Optimization1[[#This Row],[$/lb TN]],Optimization1[$/lb TN],1)+IF(AND(SUMPRODUCT(--(Optimization1[$/lb TN]=Optimization1[[#This Row],[$/lb TN]]),--(Optimization1[Total Cost ($/yr)]>Optimization1[[#This Row],[Total Cost ($/yr)]]))>0,(COUNT(Optimization1[$/lb TN])+1-_xlfn.RANK.EQ(Optimization1[[#This Row],[$/lb TN]],Optimization1[$/lb TN],0)-_xlfn.RANK.EQ(Optimization1[[#This Row],[$/lb TN]],Optimization1[$/lb TN],1))/2>0),1,0)),0)","v":0},{"$f":"IFERROR(IF(Optimization1[[#This Row],[Total Cost ($/yr)]]=0,NA(),_xlfn.RANK.EQ(Optimization1[[#This Row],[$/lb TP ]],Optimization1[$/lb TP ],1)+IF(AND(SUMPRODUCT(--(Optimization1[$/lb TP ]=Optimization1[[#This Row],[$/lb TP ]]),--(Optimization1[Total Cost ($/yr)]>Optimization1[[#This Row],[Total Cost ($/yr)]]))>0,(COUNT(Optimization1[$/lb TP ])+1-_xlfn.RANK.EQ(Optimization1[[#This Row],[$/lb TP ]],Optimization1[$/lb TP ],0)-_xlfn.RANK.EQ(Optimization1[[#This Row],[$/lb TP ]],Optimization1[$/lb TP ],1))/2>0),1,0)),0)","v":0},{"$f":"IFERROR(IF(Optimization1[[#This Row],[Total Cost ($/yr)]]=0,NA(),_xlfn.RANK.EQ(Optimization1[[#This Row],[$/lb TSS ]],Optimization1[$/lb TSS ],1)+IF(AND(SUMPRODUCT(--(Optimization1[$/lb TSS ]=Optimization1[[#This Row],[$/lb TSS ]]),--(Optimization1[Total Cost ($/yr)]>Optimization1[[#This Row],[Total Cost ($/yr)]]))>0,(COUNT(Optimization1[$/lb TSS ])+1-_xlfn.RANK.EQ(Optimization1[[#This Row],[$/lb TSS ]],Optimization1[$/lb TSS ],0)-_xlfn.RANK.EQ(Optimization1[[#This Row],[$/lb TSS ]],Optimization1[$/lb TSS ],1))/2>0),1,0)),0)","v":0},{"$f":"IFERROR(Optimization1[[#This Row],[TN Rank]]*$C$34+Optimization1[[#This Row],[TP Rank]]*$C$35,0)","v":0},{"$f":"IF($A$34=\"TN\",Optimization1[[#This Row],[TN Rank]],IF($A$34=\"TP\",Optimization1[[#This Row],[TP Rank]],IF($A$34=\"TN & TP\",Optimization1[[#This Row],[TN & TP Rank]],Optimization1[[#This Row],[TSS Rank]])))+IF(Priority[BMP Type]=Optimization1[[#This Row],[Practice]],0.5,0)","v":0},{"$f":"IF(Optimization1[[#This Row],[Selected Ranking]]>0,1,0)","v":0},{"$f":"Optimization1[[#This Row],[Total Cost ($/yr)]]/_xlfn.AGGREGATE(9,7,Optimization1[Total Cost ($/yr)])","v":{"$error":"#DIV/0!"}},{"$f":"IF(IFERROR(SUMIFS('Scenario Setup'!$Q$50:$Q$170,'Scenario Setup'!$C$50:$C$170,Optimization1[[#This Row],[Practice]])+SUMIFS('Scenario Setup'!$Q$50:$Q$170,'Scenario Setup'!$B$50:$B$170,Optimization1[[#This Row],[Practice]]),0)<0,0,IFERROR(SUMIFS('Scenario Setup'!$Q$50:$Q$170,'Scenario Setup'!$C$50:$C$170,Optimization1[[#This Row],[Practice]])+SUMIFS('Scenario Setup'!$Q$50:$Q$170,'Scenario Setup'!$B$50:$B$170,Optimization1[[#This Row],[Practice]]),0))","v":0},{"$f":"IF(IFERROR(SUMIFS('Scenario Setup'!$R$50:$R$170,'Scenario Setup'!$C$50:$C$170,Optimization1[[#This Row],[Practice]])+SUMIFS('Scenario Setup'!$R$50:$R$170,'Scenario Setup'!$B$50:$B$170,Optimization1[[#This Row],[Practice]]),0)<0,0,IFERROR(SUMIFS('Scenario Setup'!$R$50:$R$170,'Scenario Setup'!$C$50:$C$170,Optimization1[[#This Row],[Practice]])+SUMIFS('Scenario Setup'!$R$50:$R$170,'Scenario Setup'!$B$50:$B$170,Optimization1[[#This Row],[Practice]]),0))","v":0},{"$f":"IF(IFERROR(SUMIFS('Scenario Setup'!$S$50:$S$170,'Scenario Setup'!$C$50:$C$170,Optimization1[[#This Row],[Practice]])+SUMIFS('Scenario Setup'!$S$50:$S$170,'Scenario Setup'!$B$50:$B$170,Optimization1[[#This Row],[Practice]]),0)<0,0,IFERROR(SUMIFS('Scenario Setup'!$S$50:$S$170,'Scenario Setup'!$C$50:$C$170,Optimization1[[#This Row],[Practice]])+SUMIFS('Scenario Setup'!$S$50:$S$170,'Scenario Setup'!$B$50:$B$170,Optimization1[[#This Row],[Practice]]),0))","v":0},{"$f":"IFERROR(SUMIFS('Scenario Setup'!$V$50:$V$170,'Scenario Setup'!$C$50:$C$170,Optimization1[[#This Row],[Practice]])+SUMIFS('Scenario Setup'!$V$50:$V$170,'Scenario Setup'!$B$50:$B$170,Optimization1[[#This Row],[Practice]]),0)","v":0}]
["Sewer Repair",{"$f":"IFERROR(Optimization1[[#This Row],[Resulting Runoff Equivalent Impervious Area to Treat (acres) or Units to Treat (calc)]]*(Optimization1[[#This Row],[Original Units]]/Optimization1[[#This Row],[Runoff Equivalent Impervious Area Treated (acres) or Units Treated]]),0)","v":0},{"$f":"IFERROR(Optimization1[[#This Row],[TN (lbs/yr reduced)]]/Optimization1[[#This Row],[Runoff Equivalent Impervious Area Treated (acres) or Units Treated]]*Optimization1[[#This Row],[Resulting Runoff Equivalent Impervious Area to Treat (acres) or Units to Treat (calc)]],0)","v":0},{"$f":"IFERROR(Optimization1[[#This Row],[TP (lbs/yr reduced)]]/Optimization1[[#This Row],[Runoff Equivalent Impervious Area Treated (acres) or Units Treated]]*Optimization1[[#This Row],[Resulting Runoff Equivalent Impervious Area to Treat (acres) or Units to Treat (calc)]],0)","v":0},{"$f":"IFERROR(Optimization1[[#This Row],[TSS (lbs/yr reduced)]]/Optimization1[[#This Row],[Runoff Equivalent Impervious Area Treated (acres) or Units Treated]]*Optimization1[[#This Row],[Resulting Runoff Equivalent Impervious Area to Treat (acres) or Units to Treat (calc)]],0)","v":0},{"$f":"IFERROR(Optimization1[[#This Row],[Total Cost ($/yr)]]/Optimization1[[#This Row],[Runoff Equivalent Impervious Area Treated (acres) or Units Treated]]*Optimization1[[#This Row],[Resulting Runoff Equivalent Impervious Area to Treat (acres) or Units to Treat (calc)]],0)","v":0},{"$f":"IFERROR(Optimization1[[#This Row],[Total Cost ($/yr)]]/Optimization1[[#This Row],[TN (lbs/yr reduced)]],\"\")","v":""},{"$f":"IFERROR(Optimization1[[#This Row],[Total Cost ($/yr)]]/Optimization1[[#This Row],[TP (lbs/yr reduced)]],\"\")","v":""},{"$f":"IFERROR(Optimization1[[#This Row],[Total Cost ($/yr)]]/Optimization1[[#This Row],[TSS (lbs/yr reduced)]],\"\")","v":0},{"$f":"SUMIFS(IF($A$34=\"TN\",Optimization1[TN (lbs/yr reduced)],IF($A$34=\"TP\",Optimization1[TP (lbs/yr reduced)],IF($A$34=\"TN & TP\",Optimization1[TN (lbs/yr reduced)],Optimization1[TSS (lbs/yr reduced)]))),Optimization1[Selected Ranking],\">0\",Optimization1[Selected Ranking],\"<\"&Optimization1[[#This Row],[Selected Ranking]])","v":0},{"$f":"IF(Optimization1[[#This Row],[Reductions from Less Expensive or Higher Priority Practices (lbs)]]>=$A$36,0,IF(IF($A$34=\"TN\",Optimization1[[#This Row],[TN (lbs/yr reduced)]],IF($A$34=\"TP\",Optimization1[[#This Row],[TP (lbs/yr reduced)]],IF($A$34=\"TN & TP\",Optimization1[[#This Row],[TN (lbs/yr reduced)]],Optimization1[[#This Row],[TSS (lbs/yr reduced)]])))+Optimization1[[#This Row],[Reductions from Less Expensive or Higher Priority Practices (lbs)]]>$A$36,$A$36-Optimization1[[#This Row],[Reductions from Less Expensive or Higher Priority Practices (lbs)]],IF($A$34=\"TN\",Optimization1[[#This Row],[TN (lbs/yr reduced)]],IF($A$34=\"TP\",Optimization1[[#This Row],[TP (lbs/yr reduced)]],IF($A$34=\"TN & TP\",Optimization1[[#This Row],[TN (lbs/yr reduced)]],Optimization1[[#This Row],[TSS (lbs/yr reduced)]])))))","v":0},{"$f":"IFERROR(Optimization1[[#This Row],[Runoff Equivalent Impervious Area Treated (acres) or Units Treated]]/IF($A$34=\"TN\",Optimization1[[#This Row],[TN (lbs/yr reduced)]],IF($A$34=\"TP\",Optimization1[[#This Row],[TP (lbs/yr reduced)]],IF($A$34=\"TN & TP\",IF(Optimization1[[#This Row],[TN (lbs/yr reduced)]]=0,Optimization1[[#This Row],[TP (lbs/yr reduced)]],Optimization1[[#This Row],[TN (lbs/yr reduced)]]),Optimization1[[#This Row],[TSS (lbs/yr reduced)]])))*IF(AND($A$34=\"TN & TP\",Optimization1[[#This Row],[TN (lbs/yr reduced)]]=0),Optimization1[[#This Row],[TP (lbs/yr reduced)]],Optimization1[[#This Row],[Available Reduction (lbs)]]),0)","v":0},{"$f":"SUMIFS('Scenario Setup'!$I$50:$I$170,'Scenario Setup'!$C$50:$C$170,Optimization1[[#This Row],[Practice]])+SUMIFS('Scenario Setup'!$I$50:$I$170,'Scenario Setup'!$B$50:$B$170,Optimization1[[#This Row],[Practice]])","v":0},{"$f":"SUMIFS('Scenario Setup'!$E$50:$E$170,'Scenario Setup'!$C$50:$C$170,Optimization1[[#This Row],[Practice]])+SUMIFS('Scenario Setup'!$E$50:$E$170,'Scenario Setup'!$B$50:$B$170,Optimization1[[#This Row],[Practice]])","v":0},{"$f":"IFERROR(IF(Optimization1[[#This Row],[Total Cost ($/yr)]]=0,NA(),_xlfn.RANK.EQ(Optimization1[[#This Row],[$/lb TN]],Optimization1[$/lb TN],1)+IF(AND(SUMPRODUCT(--(Optimization1[$/lb TN]=Optimization1[[#This Row],[$/lb TN]]),--(Optimization1[Total Cost ($/yr)]>Optimization1[[#This Row],[Total Cost ($/yr)]]))>0,(COUNT(Optimization1[$/lb TN])+1-_xlfn.RANK.EQ(Optimization1[[#This Row],[$/lb TN]],Optimization1[$/lb TN],0)-_xlfn.RANK.EQ(Optimization1[[#This Row],[$/lb TN]],Optimization1[$/lb TN],1))/2>0),1,0)),0)","v":0},{"$f":"IFERROR(IF(Optimization1[[#This Row],[Total Cost ($/yr)]]=0,NA(),_xlfn.RANK.EQ(Optimization1[[#This Row],[$/lb TP ]],Optimization1[$/lb TP ],1)+IF(AND(SUMPRODUCT(--(Optimization1[$/lb TP ]=Optimization1[[#This Row],[$/lb TP ]]),--(Optimization1[Total Cost ($/yr)]>Optimization1[[#This Row],[Total Cost ($/yr)]]))>0,(COUNT(Optimization1[$/lb TP ])+1-_xlfn.RANK.EQ(Optimization1[[#This Row],[$/lb TP ]],Optimization1[$/lb TP ],0)-_xlfn.RANK.EQ(Optimization1[[#This Row],[$/lb TP ]],Optimization1[$/lb TP ],1))/2>0),1,0)),0)","v":0},{"$f":"IFERROR(IF(Optimization1[[#This Row],[Total Cost ($/yr)]]=0,NA(),_xlfn.RANK.EQ(Optimization1[[#This Row],[$/lb TSS ]],Optimization1[$/lb TSS ],1)+IF(AND(SUMPRODUCT(--(Optimization1[$/lb TSS ]=Optimization1[[#This Row],[$/lb TSS ]]),--(Optimization1[Total Cost ($/yr)]>Optimization1[[#This Row],[Total Cost ($/yr)]]))>0,(COUNT(Optimization1[$/lb TSS ])+1-_xlfn.RANK.EQ(Optimization1[[#This Row],[$/lb TSS ]],Optimization1[$/lb TSS ],0)-_xlfn.RANK.EQ(Optimization1[[#This Row],[$/lb TSS ]],Optimization1[$/lb TSS ],1))/2>0),1,0)),0)","v":0},{"$f":"IFERROR(Optimization1[[#This Row],[TN Rank]]*$C$34+Optimization1[[#This Row],[TP Rank]]*$C$35,0)","v":0},{"$f":"IF($A$34=\"TN\",Optimization1[[#This Row],[TN Rank]],IF($A$34=\"TP\",Optimization1[[#This Row],[TP Rank]],IF($A$34=\"TN & TP\",Optimization1[[#This Row],[TN & TP Rank]],Optimization1[[#This Row],[TSS Rank]])))+IF(Priority[BMP Type]=Optimization1[[#This Row],[Practice]],0.5,0)","v":0},{"$f":"IF(Optimization1[[#This Row],[Selected Ranking]]>0,1,0)","v":0},{"$f":"Optimization1[[#This Row],[Total Cost ($/yr)]]/_xlfn.AGGREGATE(9,7,Optimization1[Total Cost ($/yr)])","v":{"$error":"#DIV/0!"}},{"$f":"IF(IFERROR(SUMIFS('Scenario Setup'!$Q$50:$Q$170,'Scenario Setup'!$C$50:$C$170,Optimization1[[#This Row],[Practice]])+SUMIFS('Scenario Setup'!$Q$50:$Q$170,'Scenario Setup'!$B$50:$B$170,Optimization1[[#This Row],[Practice]]),0)<0,0,IFERROR(SUMIFS('Scenario Setup'!$Q$50:$Q$170,'Scenario Setup'!$C$50:$C$170,Optimization1[[#This Row],[Practice]])+SUMIFS('Scenario Setup'!$Q$50:$Q$170,'Scenario Setup'!$B$50:$B$170,Optimization1[[#This Row],[Practice]]),0))","v":0},{"$f":"IF(IFERROR(SUMIFS('Scenario Setup'!$R$50:$R$170,'Scenario Setup'!$C$50:$C$170,Optimization1[[#This Row],[Practice]])+SUMIFS('Scenario Setup'!$R$50:$R$170,'Scenario Setup'!$B$50:$B$170,Optimization1[[#This Row],[Practice]]),0)<0,0,IFERROR(SUMIFS('Scenario Setup'!$R$50:$R$170,'Scenario Setup'!$C$50:$C$170,Optimization1[[#This Row],[Practice]])+SUMIFS('Scenario Setup'!$R$50:$R$170,'Scenario Setup'!$B$50:$B$170,Optimization1[[#This Row],[Practice]]),0))","v":0},{"$f":"IF(IFERROR(SUMIFS('Scenario Setup'!$S$50:$S$170,'Scenario Setup'!$C$50:$C$170,Optimization1[[#This Row],[Practice]])+SUMIFS('Scenario Setup'!$S$50:$S$170,'Scenario Setup'!$B$50:$B$170,Optimization1[[#This Row],[Practice]]),0)<0,0,IFERROR(SUMIFS('Scenario Setup'!$S$50:$S$170,'Scenario Setup'!$C$50:$C$170,Optimization1[[#This Row],[Practice]])+SUMIFS('Scenario Setup'!$S$50:$S$170,'Scenario Setup'!$B$50:$B$170,Optimization1[[#This Row],[Practice]]),0))","v":5},{"$f":"IFERROR(SUMIFS('Scenario Setup'!$V$50:$V$170,'Scenario Setup'!$C$50:$C$170,Optimization1[[#This Row],[Practice]])+SUMIFS('Scenario Setup'!$V$50:$V$170,'Scenario Setup'!$B$50:$B$170,Optimization1[[#This Row],[Practice]]),0)","v":0}]
["Cross Sector Trading (Phosphorus)",{"$f":"IFERROR(Optimization1[[#This Row],[Resulting Runoff Equivalent Impervious Area to Treat (acres) or Units to Treat (calc)]]*(Optimization1[[#This Row],[Original Units]]/Optimization1[[#This Row],[Runoff Equivalent Impervious Area Treated (acres) or Units Treated]]),0)","v":0},{"$f":"IFERROR(Optimization1[[#This Row],[TN (lbs/yr reduced)]]/Optimization1[[#This Row],[Runoff Equivalent Impervious Area Treated (acres) or Units Treated]]*Optimization1[[#This Row],[Resulting Runoff Equivalent Impervious Area to Treat (acres) or Units to Treat (calc)]],0)","v":0},{"$f":"IFERROR(Optimization1[[#This Row],[TP (lbs/yr reduced)]]/Optimization1[[#This Row],[Runoff Equivalent Impervious Area Treated (acres) or Units Treated]]*Optimization1[[#This Row],[Resulting Runoff Equivalent Impervious Area to Treat (acres) or Units to Treat (calc)]],0)","v":0},{"$f":"IFERROR(Optimization1[[#This Row],[TSS (lbs/yr reduced)]]/Optimization1[[#This Row],[Runoff Equivalent Impervious Area Treated (acres) or Units Treated]]*Optimization1[[#This Row],[Resulting Runoff Equivalent Impervious Area to Treat (acres) or Units to Treat (calc)]],0)","v":0},{"$f":"IFERROR(Optimization1[[#This Row],[Total Cost ($/yr)]]/Optimization1[[#This Row],[Runoff Equivalent Impervious Area Treated (acres) or Units Treated]]*Optimization1[[#This Row],[Resulting Runoff Equivalent Impervious Area to Treat (acres) or Units to Treat (calc)]],0)","v":0},{"$f":"IFERROR(Optimization1[[#This Row],[Total Cost ($/yr)]]/Optimization1[[#This Row],[TN (lbs/yr reduced)]],\"\")","v":""},{"$f":"IFERROR(Optimization1[[#This Row],[Total Cost ($/yr)]]/Optimization1[[#This Row],[TP (lbs/yr reduced)]],\"\")","v":""},{"$f":"IFERROR(Optimization1[[#This Row],[Total Cost ($/yr)]]/Optimization1[[#This Row],[TSS (lbs/yr reduced)]],\"\")","v":""},{"$f":"SUMIFS(IF($A$34=\"TN\",Optimization1[TN (lbs/yr reduced)],IF($A$34=\"TP\",Optimization1[TP (lbs/yr reduced)],IF($A$34=\"TN & TP\",Optimization1[TN (lbs/yr reduced)],Optimization1[TSS (lbs/yr reduced)]))),Optimization1[Selected Ranking],\">0\",Optimization1[Selected Ranking],\"<\"&Optimization1[[#This Row],[Selected Ranking]])","v":0},{"$f":"IF(Optimization1[[#This Row],[Reductions from Less Expensive or Higher Priority Practices (lbs)]]>=$A$36,0,IF(IF($A$34=\"TN\",Optimization1[[#This Row],[TN (lbs/yr reduced)]],IF($A$34=\"TP\",Optimization1[[#This Row],[TP (lbs/yr reduced)]],IF($A$34=\"TN & TP\",Optimization1[[#This Row],[TN (lbs/yr reduced)]],Optimization1[[#This Row],[TSS (lbs/yr reduced)]])))+Optimization1[[#This Row],[Reductions from Less Expensive or Higher Priority Practices (lbs)]]>$A$36,$A$36-Optimization1[[#This Row],[Reductions from Less Expensive or Higher Priority Practices (lbs)]],IF($A$34=\"TN\",Optimization1[[#This Row],[TN (lbs/yr reduced)]],IF($A$34=\"TP\",Optimization1[[#This Row],[TP (lbs/yr reduced)]],IF($A$34=\"TN & TP\",Optimization1[[#This Row],[TN (lbs/yr reduced)]],Optimization1[[#This Row],[TSS (lbs/yr reduced)]])))))","v":0},{"$f":"IFERROR(Optimization1[[#This Row],[Runoff Equivalent Impervious Area Treated (acres) or Units Treated]]/IF($A$34=\"TN\",Optimization1[[#This Row],[TN (lbs/yr reduced)]],IF($A$34=\"TP\",Optimization1[[#This Row],[TP (lbs/yr reduced)]],IF($A$34=\"TN & TP\",IF(Optimization1[[#This Row],[TN (lbs/yr reduced)]]=0,Optimization1[[#This Row],[TP (lbs/yr reduced)]],Optimization1[[#This Row],[TN (lbs/yr reduced)]]),Optimization1[[#This Row],[TSS (lbs/yr reduced)]])))*IF(AND($A$34=\"TN & TP\",Optimization1[[#This Row],[TN (lbs/yr reduced)]]=0),Optimization1[[#This Row],[TP (lbs/yr reduced)]],Optimization1[[#This Row],[Available Reduction (lbs)]]),0)","v":0},{"$f":"SUMIFS('Scenario Setup'!$I$50:$I$170,'Scenario Setup'!$C$50:$C$170,Optimization1[[#This Row],[Practice]])+SUMIFS('Scenario Setup'!$I$50:$I$170,'Scenario Setup'!$B$50:$B$170,Optimization1[[#This Row],[Practice]])","v":0},{"$f":"SUMIFS('Scenario Setup'!$E$50:$E$170,'Scenario Setup'!$C$50:$C$170,Optimization1[[#This Row],[Practice]])+SUMIFS('Scenario Setup'!$E$50:$E$170,'Scenario Setup'!$B$50:$B$170,Optimization1[[#This Row],[Practice]])","v":0},{"$f":"IFERROR(IF(Optimization1[[#This Row],[Total Cost ($/yr)]]=0,NA(),_xlfn.RANK.EQ(Optimization1[[#This Row],[$/lb TN]],Optimization1[$/lb TN],1)+IF(AND(SUMPRODUCT(--(Optimization1[$/lb TN]=Optimization1[[#This Row],[$/lb TN]]),--(Optimization1[Total Cost ($/yr)]>Optimization1[[#This Row],[Total Cost ($/yr)]]))>0,(COUNT(Optimization1[$/lb TN])+1-_xlfn.RANK.EQ(Optimization1[[#This Row],[$/lb TN]],Optimization1[$/lb TN],0)-_xlfn.RANK.EQ(Optimization1[[#This Row],[$/lb TN]],Optimization1[$/lb TN],1))/2>0),1,0)),0)","v":0},{"$f":"IFERROR(IF(Optimization1[[#This Row],[Total Cost ($/yr)]]=0,NA(),_xlfn.RANK.EQ(Optimization1[[#This Row],[$/lb TP ]],Optimization1[$/lb TP ],1)+IF(AND(SUMPRODUCT(--(Optimization1[$/lb TP ]=Optimization1[[#This Row],[$/lb TP ]]),--(Optimization1[Total Cost ($/yr)]>Optimization1[[#This Row],[Total Cost ($/yr)]]))>0,(COUNT(Optimization1[$/lb TP ])+1-_xlfn.RANK.EQ(Optimization1[[#This Row],[$/lb TP ]],Optimization1[$/lb TP ],0)-_xlfn.RANK.EQ(Optimization1[[#This Row],[$/lb TP ]],Optimization1[$/lb TP ],1))/2>0),1,0)),0)","v":0},{"$f":"IFERROR(IF(Optimization1[[#This Row],[Total Cost ($/yr)]]=0,NA(),_xlfn.RANK.EQ(Optimization1[[#This Row],[$/lb TSS ]],Optimization1[$/lb TSS ],1)+IF(AND(SUMPRODUCT(--(Optimization1[$/lb TSS ]=Optimization1[[#This Row],[$/lb TSS ]]),--(Optimization1[Total Cost ($/yr)]>Optimization1[[#This Row],[Total Cost ($/yr)]]))>0,(COUNT(Optimization1[$/lb TSS ])+1-_xlfn.RANK.EQ(Optimization1[[#This Row],[$/lb TSS ]],Optimization1[$/lb TSS ],0)-_xlfn.RANK.EQ(Optimization1[[#This Row],[$/lb TSS ]],Optimization1[$/lb TSS ],1))/2>0),1,0)),0)","v":0},{"$f":"IFERROR(Optimization1[[#This Row],[TN Rank]]*$C$34+Optimization1[[#This Row],[TP Rank]]*$C$35,0)","v":0},{"$f":"IF($A$34=\"TN\",Optimization1[[#This Row],[TN Rank]],IF($A$34=\"TP\",Optimization1[[#This Row],[TP Rank]],IF($A$34=\"TN & TP\",Optimization1[[#This Row],[TN & TP Rank]],Optimization1[[#This Row],[TSS Rank]])))+IF(Priority[BMP Type]=Optimization1[[#This Row],[Practice]],0.5,0)","v":0},{"$f":"IF(Optimization1[[#This Row],[Selected Ranking]]>0,1,0)","v":0},{"$f":"Optimization1[[#This Row],[Total Cost ($/yr)]]/_xlfn.AGGREGATE(9,7,Optimization1[Total Cost ($/yr)])","v":{"$error":"#DIV/0!"}},{"$f":"IF(IFERROR(SUMIFS('Scenario Setup'!$Q$50:$Q$170,'Scenario Setup'!$C$50:$C$170,Optimization1[[#This Row],[Practice]])+SUMIFS('Scenario Setup'!$Q$50:$Q$170,'Scenario Setup'!$B$50:$B$170,Optimization1[[#This Row],[Practice]]),0)<0,0,IFERROR(SUMIFS('Scenario Setup'!$Q$50:$Q$170,'Scenario Setup'!$C$50:$C$170,Optimization1[[#This Row],[Practice]])+SUMIFS('Scenario Setup'!$Q$50:$Q$170,'Scenario Setup'!$B$50:$B$170,Optimization1[[#This Row],[Practice]]),0))","v":0},{"$f":"IF(IFERROR(SUMIFS('Scenario Setup'!$R$50:$R$170,'Scenario Setup'!$C$50:$C$170,Optimization1[[#This Row],[Practice]])+SUMIFS('Scenario Setup'!$R$50:$R$170,'Scenario Setup'!$B$50:$B$170,Optimization1[[#This Row],[Practice]]),0)<0,0,IFERROR(SUMIFS('Scenario Setup'!$R$50:$R$170,'Scenario Setup'!$C$50:$C$170,Optimization1[[#This Row],[Practice]])+SUMIFS('Scenario Setup'!$R$50:$R$170,'Scenario Setup'!$B$50:$B$170,Optimization1[[#This Row],[Practice]]),0))","v":0},{"$f":"IF(IFERROR(SUMIFS('Scenario Setup'!$S$50:$S$170,'Scenario Setup'!$C$50:$C$170,Optimization1[[#This Row],[Practice]])+SUMIFS('Scenario Setup'!$S$50:$S$170,'Scenario Setup'!$B$50:$B$170,Optimization1[[#This Row],[Practice]]),0)<0,0,IFERROR(SUMIFS('Scenario Setup'!$S$50:$S$170,'Scenario Setup'!$C$50:$C$170,Optimization1[[#This Row],[Practice]])+SUMIFS('Scenario Setup'!$S$50:$S$170,'Scenario Setup'!$B$50:$B$170,Optimization1[[#This Row],[Practice]]),0))","v":0},{"$f":"IFERROR(SUMIFS('Scenario Setup'!$V$50:$V$170,'Scenario Setup'!$C$50:$C$170,Optimization1[[#This Row],[Practice]])+SUMIFS('Scenario Setup'!$V$50:$V$170,'Scenario Setup'!$B$50:$B$170,Optimization1[[#This Row],[Practice]]),0)","v":0}]
["Downspout Disconnection",{"$f":"IFERROR(Optimization1[[#This Row],[Resulting Runoff Equivalent Impervious Area to Treat (acres) or Units to Treat (calc)]]*(Optimization1[[#This Row],[Original Units]]/Optimization1[[#This Row],[Runoff Equivalent Impervious Area Treated (acres) or Units Treated]]),0)","v":0},{"$f":"IFERROR(Optimization1[[#This Row],[TN (lbs/yr reduced)]]/Optimization1[[#This Row],[Runoff Equivalent Impervious Area Treated (acres) or Units Treated]]*Optimization1[[#This Row],[Resulting Runoff Equivalent Impervious Area to Treat (acres) or Units to Treat (calc)]],0)","v":0},{"$f":"IFERROR(Optimization1[[#This Row],[TP (lbs/yr reduced)]]/Optimization1[[#This Row],[Runoff Equivalent Impervious Area Treated (acres) or Units Treated]]*Optimization1[[#This Row],[Resulting Runoff Equivalent Impervious Area to Treat (acres) or Units to Treat (calc)]],0)","v":0},{"$f":"IFERROR(Optimization1[[#This Row],[TSS (lbs/yr reduced)]]/Optimization1[[#This Row],[Runoff Equivalent Impervious Area Treated (acres) or Units Treated]]*Optimization1[[#This Row],[Resulting Runoff Equivalent Impervious Area to Treat (acres) or Units to Treat (calc)]],0)","v":0},{"$f":"IFERROR(Optimization1[[#This Row],[Total Cost ($/yr)]]/Optimization1[[#This Row],[Runoff Equivalent Impervious Area Treated (acres) or Units Treated]]*Optimization1[[#This Row],[Resulting Runoff Equivalent Impervious Area to Treat (acres) or Units to Treat (calc)]],0)","v":0},{"$f":"IFERROR(Optimization1[[#This Row],[Total Cost ($/yr)]]/Optimization1[[#This Row],[TN (lbs/yr reduced)]],\"\")","v":""},{"$f":"IFERROR(Optimization1[[#This Row],[Total Cost ($/yr)]]/Optimization1[[#This Row],[TP (lbs/yr reduced)]],\"\")","v":""},{"$f":"IFERROR(Optimization1[[#This Row],[Total Cost ($/yr)]]/Optimization1[[#This Row],[TSS (lbs/yr reduced)]],\"\")","v":""},{"$f":"SUMIFS(IF($A$34=\"TN\",Optimization1[TN (lbs/yr reduced)],IF($A$34=\"TP\",Optimization1[TP (lbs/yr reduced)],IF($A$34=\"TN & TP\",Optimization1[TN (lbs/yr reduced)],Optimization1[TSS (lbs/yr reduced)]))),Optimization1[Selected Ranking],\">0\",Optimization1[Selected Ranking],\"<\"&Optimization1[[#This Row],[Selected Ranking]])","v":0},{"$f":"IF(Optimization1[[#This Row],[Reductions from Less Expensive or Higher Priority Practices (lbs)]]>=$A$36,0,IF(IF($A$34=\"TN\",Optimization1[[#This Row],[TN (lbs/yr reduced)]],IF($A$34=\"TP\",Optimization1[[#This Row],[TP (lbs/yr reduced)]],IF($A$34=\"TN & TP\",Optimization1[[#This Row],[TN (lbs/yr reduced)]],Optimization1[[#This Row],[TSS (lbs/yr reduced)]])))+Optimization1[[#This Row],[Reductions from Less Expensive or Higher Priority Practices (lbs)]]>$A$36,$A$36-Optimization1[[#This Row],[Reductions from Less Expensive or Higher Priority Practices (lbs)]],IF($A$34=\"TN\",Optimization1[[#This Row],[TN (lbs/yr reduced)]],IF($A$34=\"TP\",Optimization1[[#This Row],[TP (lbs/yr reduced)]],IF($A$34=\"TN & TP\",Optimization1[[#This Row],[TN (lbs/yr reduced)]],Optimization1[[#This Row],[TSS (lbs/yr reduced)]])))))","v":0},{"$f":"IFERROR(Optimization1[[#This Row],[Runoff Equivalent Impervious Area Treated (acres) or Units Treated]]/IF($A$34=\"TN\",Optimization1[[#This Row],[TN (lbs/yr reduced)]],IF($A$34=\"TP\",Optimization1[[#This Row],[TP (lbs/yr reduced)]],IF($A$34=\"TN & TP\",IF(Optimization1[[#This Row],[TN (lbs/yr reduced)]]=0,Optimization1[[#This Row],[TP (lbs/yr reduced)]],Optimization1[[#This Row],[TN (lbs/yr reduced)]]),Optimization1[[#This Row],[TSS (lbs/yr reduced)]])))*IF(AND($A$34=\"TN & TP\",Optimization1[[#This Row],[TN (lbs/yr reduced)]]=0),Optimization1[[#This Row],[TP (lbs/yr reduced)]],Optimization1[[#This Row],[Available Reduction (lbs)]]),0)","v":0},{"$f":"SUMIFS('Scenario Setup'!$I$50:$I$170,'Scenario Setup'!$C$50:$C$170,Optimization1[[#This Row],[Practice]])+SUMIFS('Scenario Setup'!$I$50:$I$170,'Scenario Setup'!$B$50:$B$170,Optimization1[[#This Row],[Practice]])","v":0},{"$f":"SUMIFS('Scenario Setup'!$E$50:$E$170,'Scenario Setup'!$C$50:$C$170,Optimization1[[#This Row],[Practice]])+SUMIFS('Scenario Setup'!$E$50:$E$170,'Scenario Setup'!$B$50:$B$170,Optimization1[[#This Row],[Practice]])","v":0},{"$f":"IFERROR(IF(Optimization1[[#This Row],[Total Cost ($/yr)]]=0,NA(),_xlfn.RANK.EQ(Optimization1[[#This Row],[$/lb TN]],Optimization1[$/lb TN],1)+IF(AND(SUMPRODUCT(--(Optimization1[$/lb TN]=Optimization1[[#This Row],[$/lb TN]]),--(Optimization1[Total Cost ($/yr)]>Optimization1[[#This Row],[Total Cost ($/yr)]]))>0,(COUNT(Optimization1[$/lb TN])+1-_xlfn.RANK.EQ(Optimization1[[#This Row],[$/lb TN]],Optimization1[$/lb TN],0)-_xlfn.RANK.EQ(Optimization1[[#This Row],[$/lb TN]],Optimization1[$/lb TN],1))/2>0),1,0)),0)","v":0},{"$f":"IFERROR(IF(Optimization1[[#This Row],[Total Cost ($/yr)]]=0,NA(),_xlfn.RANK.EQ(Optimization1[[#This Row],[$/lb TP ]],Optimization1[$/lb TP ],1)+IF(AND(SUMPRODUCT(--(Optimization1[$/lb TP ]=Optimization1[[#This Row],[$/lb TP ]]),--(Optimization1[Total Cost ($/yr)]>Optimization1[[#This Row],[Total Cost ($/yr)]]))>0,(COUNT(Optimization1[$/lb TP ])+1-_xlfn.RANK.EQ(Optimization1[[#This Row],[$/lb TP ]],Optimization1[$/lb TP ],0)-_xlfn.RANK.EQ(Optimization1[[#This Row],[$/lb TP ]],Optimization1[$/lb TP ],1))/2>0),1,0)),0)","v":0},{"$f":"IFERROR(IF(Optimization1[[#This Row],[Total Cost ($/yr)]]=0,NA(),_xlfn.RANK.EQ(Optimization1[[#This Row],[$/lb TSS ]],Optimization1[$/lb TSS ],1)+IF(AND(SUMPRODUCT(--(Optimization1[$/lb TSS ]=Optimization1[[#This Row],[$/lb TSS ]]),--(Optimization1[Total Cost ($/yr)]>Optimization1[[#This Row],[Total Cost ($/yr)]]))>0,(COUNT(Optimization1[$/lb TSS ])+1-_xlfn.RANK.EQ(Optimization1[[#This Row],[$/lb TSS ]],Optimization1[$/lb TSS ],0)-_xlfn.RANK.EQ(Optimization1[[#This Row],[$/lb TSS ]],Optimization1[$/lb TSS ],1))/2>0),1,0)),0)","v":0},{"$f":"IFERROR(Optimization1[[#This Row],[TN Rank]]*$C$34+Optimization1[[#This Row],[TP Rank]]*$C$35,0)","v":0},{"$f":"IF($A$34=\"TN\",Optimization1[[#This Row],[TN Rank]],IF($A$34=\"TP\",Optimization1[[#This Row],[TP Rank]],IF($A$34=\"TN & TP\",Optimization1[[#This Row],[TN & TP Rank]],Optimization1[[#This Row],[TSS Rank]])))+IF(Priority[BMP Type]=Optimization1[[#This Row],[Practice]],0.5,0)","v":0},{"$f":"IF(Optimization1[[#This Row],[Selected Ranking]]>0,1,0)","v":0},{"$f":"Optimization1[[#This Row],[Total Cost ($/yr)]]/_xlfn.AGGREGATE(9,7,Optimization1[Total Cost ($/yr)])","v":{"$error":"#DIV/0!"}},{"$f":"IF(IFERROR(SUMIFS('Scenario Setup'!$Q$50:$Q$170,'Scenario Setup'!$C$50:$C$170,Optimization1[[#This Row],[Practice]])+SUMIFS('Scenario Setup'!$Q$50:$Q$170,'Scenario Setup'!$B$50:$B$170,Optimization1[[#This Row],[Practice]]),0)<0,0,IFERROR(SUMIFS('Scenario Setup'!$Q$50:$Q$170,'Scenario Setup'!$C$50:$C$170,Optimization1[[#This Row],[Practice]])+SUMIFS('Scenario Setup'!$Q$50:$Q$170,'Scenario Setup'!$B$50:$B$170,Optimization1[[#This Row],[Practice]]),0))","v":0},{"$f":"IF(IFERROR(SUMIFS('Scenario Setup'!$R$50:$R$170,'Scenario Setup'!$C$50:$C$170,Optimization1[[#This Row],[Practice]])+SUMIFS('Scenario Setup'!$R$50:$R$170,'Scenario Setup'!$B$50:$B$170,Optimization1[[#This Row],[Practice]]),0)<0,0,IFERROR(SUMIFS('Scenario Setup'!$R$50:$R$170,'Scenario Setup'!$C$50:$C$170,Optimization1[[#This Row],[Practice]])+SUMIFS('Scenario Setup'!$R$50:$R$170,'Scenario Setup'!$B$50:$B$170,Optimization1[[#This Row],[Practice]]),0))","v":0},{"$f":"IF(IFERROR(SUMIFS('Scenario Setup'!$S$50:$S$170,'Scenario Setup'!$C$50:$C$170,Optimization1[[#This Row],[Practice]])+SUMIFS('Scenario Setup'!$S$50:$S$170,'Scenario Setup'!$B$50:$B$170,Optimization1[[#This Row],[Practice]]),0)<0,0,IFERROR(SUMIFS('Scenario Setup'!$S$50:$S$170,'Scenario Setup'!$C$50:$C$170,Optimization1[[#This Row],[Practice]])+SUMIFS('Scenario Setup'!$S$50:$S$170,'Scenario Setup'!$B$50:$B$170,Optimization1[[#This Row],[Practice]]),0))","v":0},{"$f":"IFERROR(SUMIFS('Scenario Setup'!$V$50:$V$170,'Scenario Setup'!$C$50:$C$170,Optimization1[[#This Row],[Practice]])+SUMIFS('Scenario Setup'!$V$50:$V$170,'Scenario Setup'!$B$50:$B$170,Optimization1[[#This Row],[Practice]]),0)","v":0}]
["Cross Sector Trading (Nitrogen)",{"$f":"IFERROR(Optimization1[[#This Row],[Resulting Runoff Equivalent Impervious Area to Treat (acres) or Units to Treat (calc)]]*(Optimization1[[#This Row],[Original Units]]/Optimization1[[#This Row],[Runoff Equivalent Impervious Area Treated (acres) or Units Treated]]),0)","v":0},{"$f":"IFERROR(Optimization1[[#This Row],[TN (lbs/yr reduced)]]/Optimization1[[#This Row],[Runoff Equivalent Impervious Area Treated (acres) or Units Treated]]*Optimization1[[#This Row],[Resulting Runoff Equivalent Impervious Area to Treat (acres) or Units to Treat (calc)]],0)","v":0},{"$f":"IFERROR(Optimization1[[#This Row],[TP (lbs/yr reduced)]]/Optimization1[[#This Row],[Runoff Equivalent Impervious Area Treated (acres) or Units Treated]]*Optimization1[[#This Row],[Resulting Runoff Equivalent Impervious Area to Treat (acres) or Units to Treat (calc)]],0)","v":0},{"$f":"IFERROR(Optimization1[[#This Row],[TSS (lbs/yr reduced)]]/Optimization1[[#This Row],[Runoff Equivalent Impervious Area Treated (acres) or Units Treated]]*Optimization1[[#This Row],[Resulting Runoff Equivalent Impervious Area to Treat (acres) or Units to Treat (calc)]],0)","v":0},{"$f":"IFERROR(Optimization1[[#This Row],[Total Cost ($/yr)]]/Optimization1[[#This Row],[Runoff Equivalent Impervious Area Treated (acres) or Units Treated]]*Optimization1[[#This Row],[Resulting Runoff Equivalent Impervious Area to Treat (acres) or Units to Treat (calc)]],0)","v":0},{"$f":"IFERROR(Optimization1[[#This Row],[Total Cost ($/yr)]]/Optimization1[[#This Row],[TN (lbs/yr reduced)]],\"\")","v":""},{"$f":"IFERROR(Optimization1[[#This Row],[Total Cost ($/yr)]]/Optimization1[[#This Row],[TP (lbs/yr reduced)]],\"\")","v":""},{"$f":"IFERROR(Optimization1[[#This Row],[Total Cost ($/yr)]]/Optimization1[[#This Row],[TSS (lbs/yr reduced)]],\"\")","v":""},{"$f":"SUMIFS(IF($A$34=\"TN\",Optimization1[TN (lbs/yr reduced)],IF($A$34=\"TP\",Optimization1[TP (lbs/yr reduced)],IF($A$34=\"TN & TP\",Optimization1[TN (lbs/yr reduced)],Optimization1[TSS (lbs/yr reduced)]))),Optimization1[Selected Ranking],\">0\",Optimization1[Selected Ranking],\"<\"&Optimization1[[#This Row],[Selected Ranking]])","v":0},{"$f":"IF(Optimization1[[#This Row],[Reductions from Less Expensive or Higher Priority Practices (lbs)]]>=$A$36,0,IF(IF($A$34=\"TN\",Optimization1[[#This Row],[TN (lbs/yr reduced)]],IF($A$34=\"TP\",Optimization1[[#This Row],[TP (lbs/yr reduced)]],IF($A$34=\"TN & TP\",Optimization1[[#This Row],[TN (lbs/yr reduced)]],Optimization1[[#This Row],[TSS (lbs/yr reduced)]])))+Optimization1[[#This Row],[Reductions from Less Expensive or Higher Priority Practices (lbs)]]>$A$36,$A$36-Optimization1[[#This Row],[Reductions from Less Expensive or Higher Priority Practices (lbs)]],IF($A$34=\"TN\",Optimization1[[#This Row],[TN (lbs/yr reduced)]],IF($A$34=\"TP\",Optimization1[[#This Row],[TP (lbs/yr reduced)]],IF($A$34=\"TN & TP\",Optimization1[[#This Row],[TN (lbs/yr reduced)]],Optimization1[[#This Row],[TSS (lbs/yr reduced)]])))))","v":0},{"$f":"IFERROR(Optimization1[[#This Row],[Runoff Equivalent Impervious Area Treated (acres) or Units Treated]]/IF($A$34=\"TN\",Optimization1[[#This Row],[TN (lbs/yr reduced)]],IF($A$34=\"TP\",Optimization1[[#This Row],[TP (lbs/yr reduced)]],IF($A$34=\"TN & TP\",IF(Optimization1[[#This Row],[TN (lbs/yr reduced)]]=0,Optimization1[[#This Row],[TP (lbs/yr reduced)]],Optimization1[[#This Row],[TN (lbs/yr reduced)]]),Optimization1[[#This Row],[TSS (lbs/yr reduced)]])))*IF(AND($A$34=\"TN & TP\",Optimization1[[#This Row],[TN (lbs/yr reduced)]]=0),Optimization1[[#This Row],[TP (lbs/yr reduced)]],Optimization1[[#This Row],[Available Reduction (lbs)]]),0)","v":0},{"$f":"SUMIFS('Scenario Setup'!$I$50:$I$170,'Scenario Setup'!$C$50:$C$170,Optimization1[[#This Row],[Practice]])+SUMIFS('Scenario Setup'!$I$50:$I$170,'Scenario Setup'!$B$50:$B$170,Optimization1[[#This Row],[Practice]])","v":0},{"$f":"SUMIFS('Scenario Setup'!$E$50:$E$170,'Scenario Setup'!$C$50:$C$170,Optimization1[[#This Row],[Practice]])+SUMIFS('Scenario Setup'!$E$50:$E$170,'Scenario Setup'!$B$50:$B$170,Optimization1[[#This Row],[Practice]])","v":0},{"$f":"IFERROR(IF(Optimization1[[#This Row],[Total Cost ($/yr)]]=0,NA(),_xlfn.RANK.EQ(Optimization1[[#This Row],[$/lb TN]],Optimization1[$/lb TN],1)+IF(AND(SUMPRODUCT(--(Optimization1[$/lb TN]=Optimization1[[#This Row],[$/lb TN]]),--(Optimization1[Total Cost ($/yr)]>Optimization1[[#This Row],[Total Cost ($/yr)]]))>0,(COUNT(Optimization1[$/lb TN])+1-_xlfn.RANK.EQ(Optimization1[[#This Row],[$/lb TN]],Optimization1[$/lb TN],0)-_xlfn.RANK.EQ(Optimization1[[#This Row],[$/lb TN]],Optimization1[$/lb TN],1))/2>0),1,0)),0)","v":0},{"$f":"IFERROR(IF(Optimization1[[#This Row],[Total Cost ($/yr)]]=0,NA(),_xlfn.RANK.EQ(Optimization1[[#This Row],[$/lb TP ]],Optimization1[$/lb TP ],1)+IF(AND(SUMPRODUCT(--(Optimization1[$/lb TP ]=Optimization1[[#This Row],[$/lb TP ]]),--(Optimization1[Total Cost ($/yr)]>Optimization1[[#This Row],[Total Cost ($/yr)]]))>0,(COUNT(Optimization1[$/lb TP ])+1-_xlfn.RANK.EQ(Optimization1[[#This Row],[$/lb TP ]],Optimization1[$/lb TP ],0)-_xlfn.RANK.EQ(Optimization1[[#This Row],[$/lb TP ]],Optimization1[$/lb TP ],1))/2>0),1,0)),0)","v":0},{"$f":"IFERROR(IF(Optimization1[[#This Row],[Total Cost ($/yr)]]=0,NA(),_xlfn.RANK.EQ(Optimization1[[#This Row],[$/lb TSS ]],Optimization1[$/lb TSS ],1)+IF(AND(SUMPRODUCT(--(Optimization1[$/lb TSS ]=Optimization1[[#This Row],[$/lb TSS ]]),--(Optimization1[Total Cost ($/yr)]>Optimization1[[#This Row],[Total Cost ($/yr)]]))>0,(COUNT(Optimization1[$/lb TSS ])+1-_xlfn.RANK.EQ(Optimization1[[#This Row],[$/lb TSS ]],Optimization1[$/lb TSS ],0)-_xlfn.RANK.EQ(Optimization1[[#This Row],[$/lb TSS ]],Optimization1[$/lb TSS ],1))/2>0),1,0)),0)","v":0},{"$f":"IFERROR(Optimization1[[#This Row],[TN Rank]]*$C$34+Optimization1[[#This Row],[TP Rank]]*$C$35,0)","v":0},{"$f":"IF($A$34=\"TN\",Optimization1[[#This Row],[TN Rank]],IF($A$34=\"TP\",Optimization1[[#This Row],[TP Rank]],IF($A$34=\"TN & TP\",Optimization1[[#This Row],[TN & TP Rank]],Optimization1[[#This Row],[TSS Rank]])))+IF(Priority[BMP Type]=Optimization1[[#This Row],[Practice]],0.5,0)","v":0},{"$f":"IF(Optimization1[[#This Row],[Selected Ranking]]>0,1,0)","v":0},{"$f":"Optimization1[[#This Row],[Total Cost ($/yr)]]/_xlfn.AGGREGATE(9,7,Optimization1[Total Cost ($/yr)])","v":{"$error":"#DIV/0!"}},{"$f":"IF(IFERROR(SUMIFS('Scenario Setup'!$Q$50:$Q$170,'Scenario Setup'!$C$50:$C$170,Optimization1[[#This Row],[Practice]])+SUMIFS('Scenario Setup'!$Q$50:$Q$170,'Scenario Setup'!$B$50:$B$170,Optimization1[[#This Row],[Practice]]),0)<0,0,IFERROR(SUMIFS('Scenario Setup'!$Q$50:$Q$170,'Scenario Setup'!$C$50:$C$170,Optimization1[[#This Row],[Practice]])+SUMIFS('Scenario Setup'!$Q$50:$Q$170,'Scenario Setup'!$B$50:$B$170,Optimization1[[#This Row],[Practice]]),0))","v":0},{"$f":"IF(IFERROR(SUMIFS('Scenario Setup'!$R$50:$R$170,'Scenario Setup'!$C$50:$C$170,Optimization1[[#This Row],[Practice]])+SUMIFS('Scenario Setup'!$R$50:$R$170,'Scenario Setup'!$B$50:$B$170,Optimization1[[#This Row],[Practice]]),0)<0,0,IFERROR(SUMIFS('Scenario Setup'!$R$50:$R$170,'Scenario Setup'!$C$50:$C$170,Optimization1[[#This Row],[Practice]])+SUMIFS('Scenario Setup'!$R$50:$R$170,'Scenario Setup'!$B$50:$B$170,Optimization1[[#This Row],[Practice]]),0))","v":0},{"$f":"IF(IFERROR(SUMIFS('Scenario Setup'!$S$50:$S$170,'Scenario Setup'!$C$50:$C$170,Optimization1[[#This Row],[Practice]])+SUMIFS('Scenario Setup'!$S$50:$S$170,'Scenario Setup'!$B$50:$B$170,Optimization1[[#This Row],[Practice]]),0)<0,0,IFERROR(SUMIFS('Scenario Setup'!$S$50:$S$170,'Scenario Setup'!$C$50:$C$170,Optimization1[[#This Row],[Practice]])+SUMIFS('Scenario Setup'!$S$50:$S$170,'Scenario Setup'!$B$50:$B$170,Optimization1[[#This Row],[Practice]]),0))","v":0},{"$f":"IFERROR(SUMIFS('Scenario Setup'!$V$50:$V$170,'Scenario Setup'!$C$50:$C$170,Optimization1[[#This Row],[Practice]])+SUMIFS('Scenario Setup'!$V$50:$V$170,'Scenario Setup'!$B$50:$B$170,Optimization1[[#This Row],[Practice]]),0)","v":0}]
["Pet Waste Program",{"$f":"IFERROR(Optimization1[[#This Row],[Resulting Runoff Equivalent Impervious Area to Treat (acres) or Units to Treat (calc)]]*(Optimization1[[#This Row],[Original Units]]/Optimization1[[#This Row],[Runoff Equivalent Impervious Area Treated (acres) or Units Treated]]),0)","v":0},{"$f":"IFERROR(Optimization1[[#This Row],[TN (lbs/yr reduced)]]/Optimization1[[#This Row],[Runoff Equivalent Impervious Area Treated (acres) or Units Treated]]*Optimization1[[#This Row],[Resulting Runoff Equivalent Impervious Area to Treat (acres) or Units to Treat (calc)]],0)","v":0},{"$f":"IFERROR(Optimization1[[#This Row],[TP (lbs/yr reduced)]]/Optimization1[[#This Row],[Runoff Equivalent Impervious Area Treated (acres) or Units Treated]]*Optimization1[[#This Row],[Resulting Runoff Equivalent Impervious Area to Treat (acres) or Units to Treat (calc)]],0)","v":0},{"$f":"IFERROR(Optimization1[[#This Row],[TSS (lbs/yr reduced)]]/Optimization1[[#This Row],[Runoff Equivalent Impervious Area Treated (acres) or Units Treated]]*Optimization1[[#This Row],[Resulting Runoff Equivalent Impervious Area to Treat (acres) or Units to Treat (calc)]],0)","v":0},{"$f":"IFERROR(Optimization1[[#This Row],[Total Cost ($/yr)]]/Optimization1[[#This Row],[Runoff Equivalent Impervious Area Treated (acres) or Units Treated]]*Optimization1[[#This Row],[Resulting Runoff Equivalent Impervious Area to Treat (acres) or Units to Treat (calc)]],0)","v":0},{"$f":"IFERROR(Optimization1[[#This Row],[Total Cost ($/yr)]]/Optimization1[[#This Row],[TN (lbs/yr reduced)]],\"\")","v":""},{"$f":"IFERROR(Optimization1[[#This Row],[Total Cost ($/yr)]]/Optimization1[[#This Row],[TP (lbs/yr reduced)]],\"\")","v":""},{"$f":"IFERROR(Optimization1[[#This Row],[Total Cost ($/yr)]]/Optimization1[[#This Row],[TSS (lbs/yr reduced)]],\"\")","v":""},{"$f":"SUMIFS(IF($A$34=\"TN\",Optimization1[TN (lbs/yr reduced)],IF($A$34=\"TP\",Optimization1[TP (lbs/yr reduced)],IF($A$34=\"TN & TP\",Optimization1[TN (lbs/yr reduced)],Optimization1[TSS (lbs/yr reduced)]))),Optimization1[Selected Ranking],\">0\",Optimization1[Selected Ranking],\"<\"&Optimization1[[#This Row],[Selected Ranking]])","v":0},{"$f":"IF(Optimization1[[#This Row],[Reductions from Less Expensive or Higher Priority Practices (lbs)]]>=$A$36,0,IF(IF($A$34=\"TN\",Optimization1[[#This Row],[TN (lbs/yr reduced)]],IF($A$34=\"TP\",Optimization1[[#This Row],[TP (lbs/yr reduced)]],IF($A$34=\"TN & TP\",Optimization1[[#This Row],[TN (lbs/yr reduced)]],Optimization1[[#This Row],[TSS (lbs/yr reduced)]])))+Optimization1[[#This Row],[Reductions from Less Expensive or Higher Priority Practices (lbs)]]>$A$36,$A$36-Optimization1[[#This Row],[Reductions from Less Expensive or Higher Priority Practices (lbs)]],IF($A$34=\"TN\",Optimization1[[#This Row],[TN (lbs/yr reduced)]],IF($A$34=\"TP\",Optimization1[[#This Row],[TP (lbs/yr reduced)]],IF($A$34=\"TN & TP\",Optimization1[[#This Row],[TN (lbs/yr reduced)]],Optimization1[[#This Row],[TSS (lbs/yr reduced)]])))))","v":0},{"$f":"IFERROR(Optimization1[[#This Row],[Runoff Equivalent Impervious Area Treated (acres) or Units Treated]]/IF($A$34=\"TN\",Optimization1[[#This Row],[TN (lbs/yr reduced)]],IF($A$34=\"TP\",Optimization1[[#This Row],[TP (lbs/yr reduced)]],IF($A$34=\"TN & TP\",IF(Optimization1[[#This Row],[TN (lbs/yr reduced)]]=0,Optimization1[[#This Row],[TP (lbs/yr reduced)]],Optimization1[[#This Row],[TN (lbs/yr reduced)]]),Optimization1[[#This Row],[TSS (lbs/yr reduced)]])))*IF(AND($A$34=\"TN & TP\",Optimization1[[#This Row],[TN (lbs/yr reduced)]]=0),Optimization1[[#This Row],[TP (lbs/yr reduced)]],Optimization1[[#This Row],[Available Reduction (lbs)]]),0)","v":0},{"$f":"SUMIFS('Scenario Setup'!$I$50:$I$170,'Scenario Setup'!$C$50:$C$170,Optimization1[[#This Row],[Practice]])+SUMIFS('Scenario Setup'!$I$50:$I$170,'Scenario Setup'!$B$50:$B$170,Optimization1[[#This Row],[Practice]])","v":0},{"$f":"SUMIFS('Scenario Setup'!$E$50:$E$170,'Scenario Setup'!$C$50:$C$170,Optimization1[[#This Row],[Practice]])+SUMIFS('Scenario Setup'!$E$50:$E$170,'Scenario Setup'!$B$50:$B$170,Optimization1[[#This Row],[Practice]])","v":0},{"$f":"IFERROR(IF(Optimization1[[#This Row],[Total Cost ($/yr)]]=0,NA(),_xlfn.RANK.EQ(Optimization1[[#This Row],[$/lb TN]],Optimization1[$/lb TN],1)+IF(AND(SUMPRODUCT(--(Optimization1[$/lb TN]=Optimization1[[#This Row],[$/lb TN]]),--(Optimization1[Total Cost ($/yr)]>Optimization1[[#This Row],[Total Cost ($/yr)]]))>0,(COUNT(Optimization1[$/lb TN])+1-_xlfn.RANK.EQ(Optimization1[[#This Row],[$/lb TN]],Optimization1[$/lb TN],0)-_xlfn.RANK.EQ(Optimization1[[#This Row],[$/lb TN]],Optimization1[$/lb TN],1))/2>0),1,0)),0)","v":0},{"$f":"IFERROR(IF(Optimization1[[#This Row],[Total Cost ($/yr)]]=0,NA(),_xlfn.RANK.EQ(Optimization1[[#This Row],[$/lb TP ]],Optimization1[$/lb TP ],1)+IF(AND(SUMPRODUCT(--(Optimization1[$/lb TP ]=Optimization1[[#This Row],[$/lb TP ]]),--(Optimization1[Total Cost ($/yr)]>Optimization1[[#This Row],[Total Cost ($/yr)]]))>0,(COUNT(Optimization1[$/lb TP ])+1-_xlfn.RANK.EQ(Optimization1[[#This Row],[$/lb TP ]],Optimization1[$/lb TP ],0)-_xlfn.RANK.EQ(Optimization1[[#This Row],[$/lb TP ]],Optimization1[$/lb TP ],1))/2>0),1,0)),0)","v":0},{"$f":"IFERROR(IF(Optimization1[[#This Row],[Total Cost ($/yr)]]=0,NA(),_xlfn.RANK.EQ(Optimization1[[#This Row],[$/lb TSS ]],Optimization1[$/lb TSS ],1)+IF(AND(SUMPRODUCT(--(Optimization1[$/lb TSS ]=Optimization1[[#This Row],[$/lb TSS ]]),--(Optimization1[Total Cost ($/yr)]>Optimization1[[#This Row],[Total Cost ($/yr)]]))>0,(COUNT(Optimization1[$/lb TSS ])+1-_xlfn.RANK.EQ(Optimization1[[#This Row],[$/lb TSS ]],Optimization1[$/lb TSS ],0)-_xlfn.RANK.EQ(Optimization1[[#This Row],[$/lb TSS ]],Optimization1[$/lb TSS ],1))/2>0),1,0)),0)","v":0},{"$f":"IFERROR(Optimization1[[#This Row],[TN Rank]]*$C$34+Optimization1[[#This Row],[TP Rank]]*$C$35,0)","v":0},{"$f":"IF($A$34=\"TN\",Optimization1[[#This Row],[TN Rank]],IF($A$34=\"TP\",Optimization1[[#This Row],[TP Rank]],IF($A$34=\"TN & TP\",Optimization1[[#This Row],[TN & TP Rank]],Optimization1[[#This Row],[TSS Rank]])))+IF(Priority[BMP Type]=Optimization1[[#This Row],[Practice]],0.5,0)","v":0},{"$f":"IF(Optimization1[[#This Row],[Selected Ranking]]>0,1,0)","v":0},{"$f":"Optimization1[[#This Row],[Total Cost ($/yr)]]/_xlfn.AGGREGATE(9,7,Optimization1[Total Cost ($/yr)])","v":{"$error":"#DIV/0!"}},{"$f":"IF(IFERROR(SUMIFS('Scenario Setup'!$Q$50:$Q$170,'Scenario Setup'!$C$50:$C$170,Optimization1[[#This Row],[Practice]])+SUMIFS('Scenario Setup'!$Q$50:$Q$170,'Scenario Setup'!$B$50:$B$170,Optimization1[[#This Row],[Practice]]),0)<0,0,IFERROR(SUMIFS('Scenario Setup'!$Q$50:$Q$170,'Scenario Setup'!$C$50:$C$170,Optimization1[[#This Row],[Practice]])+SUMIFS('Scenario Setup'!$Q$50:$Q$170,'Scenario Setup'!$B$50:$B$170,Optimization1[[#This Row],[Practice]]),0))","v":0},{"$f":"IF(IFERROR(SUMIFS('Scenario Setup'!$R$50:$R$170,'Scenario Setup'!$C$50:$C$170,Optimization1[[#This Row],[Practice]])+SUMIFS('Scenario Setup'!$R$50:$R$170,'Scenario Setup'!$B$50:$B$170,Optimization1[[#This Row],[Practice]]),0)<0,0,IFERROR(SUMIFS('Scenario Setup'!$R$50:$R$170,'Scenario Setup'!$C$50:$C$170,Optimization1[[#This Row],[Practice]])+SUMIFS('Scenario Setup'!$R$50:$R$170,'Scenario Setup'!$B$50:$B$170,Optimization1[[#This Row],[Practice]]),0))","v":0},{"$f":"IF(IFERROR(SUMIFS('Scenario Setup'!$S$50:$S$170,'Scenario Setup'!$C$50:$C$170,Optimization1[[#This Row],[Practice]])+SUMIFS('Scenario Setup'!$S$50:$S$170,'Scenario Setup'!$B$50:$B$170,Optimization1[[#This Row],[Practice]]),0)<0,0,IFERROR(SUMIFS('Scenario Setup'!$S$50:$S$170,'Scenario Setup'!$C$50:$C$170,Optimization1[[#This Row],[Practice]])+SUMIFS('Scenario Setup'!$S$50:$S$170,'Scenario Setup'!$B$50:$B$170,Optimization1[[#This Row],[Practice]]),0))","v":0},{"$f":"IFERROR(SUMIFS('Scenario Setup'!$V$50:$V$170,'Scenario Setup'!$C$50:$C$170,Optimization1[[#This Row],[Practice]])+SUMIFS('Scenario Setup'!$V$50:$V$170,'Scenario Setup'!$B$50:$B$170,Optimization1[[#This Row],[Practice]]),0)","v":0}]
["Stream Restoration",{"$f":"IFERROR(Optimization1[[#This Row],[Resulting Runoff Equivalent Impervious Area to Treat (acres) or Units to Treat (calc)]]*(Optimization1[[#This Row],[Original Units]]/Optimization1[[#This Row],[Runoff Equivalent Impervious Area Treated (acres) or Units Treated]]),0)","v":0},{"$f":"IFERROR(Optimization1[[#This Row],[TN (lbs/yr reduced)]]/Optimization1[[#This Row],[Runoff Equivalent Impervious Area Treated (acres) or Units Treated]]*Optimization1[[#This Row],[Resulting Runoff Equivalent Impervious Area to Treat (acres) or Units to Treat (calc)]],0)","v":0},{"$f":"IFERROR(Optimization1[[#This Row],[TP (lbs/yr reduced)]]/Optimization1[[#This Row],[Runoff Equivalent Impervious Area Treated (acres) or Units Treated]]*Optimization1[[#This Row],[Resulting Runoff Equivalent Impervious Area to Treat (acres) or Units to Treat (calc)]],0)","v":0},{"$f":"IFERROR(Optimization1[[#This Row],[TSS (lbs/yr reduced)]]/Optimization1[[#This Row],[Runoff Equivalent Impervious Area Treated (acres) or Units Treated]]*Optimization1[[#This Row],[Resulting Runoff Equivalent Impervious Area to Treat (acres) or Units to Treat (calc)]],0)","v":0},{"$f":"IFERROR(Optimization1[[#This Row],[Total Cost ($/yr)]]/Optimization1[[#This Row],[Runoff Equivalent Impervious Area Treated (acres) or Units Treated]]*Optimization1[[#This Row],[Resulting Runoff Equivalent Impervious Area to Treat (acres) or Units to Treat (calc)]],0)","v":0},{"$f":"IFERROR(Optimization1[[#This Row],[Total Cost ($/yr)]]/Optimization1[[#This Row],[TN (lbs/yr reduced)]],\"\")","v":""},{"$f":"IFERROR(Optimization1[[#This Row],[Total Cost ($/yr)]]/Optimization1[[#This Row],[TP (lbs/yr reduced)]],\"\")","v":""},{"$f":"IFERROR(Optimization1[[#This Row],[Total Cost ($/yr)]]/Optimization1[[#This Row],[TSS (lbs/yr reduced)]],\"\")","v":""},{"$f":"SUMIFS(IF($A$34=\"TN\",Optimization1[TN (lbs/yr reduced)],IF($A$34=\"TP\",Optimization1[TP (lbs/yr reduced)],IF($A$34=\"TN & TP\",Optimization1[TN (lbs/yr reduced)],Optimization1[TSS (lbs/yr reduced)]))),Optimization1[Selected Ranking],\">0\",Optimization1[Selected Ranking],\"<\"&Optimization1[[#This Row],[Selected Ranking]])","v":0},{"$f":"IF(Optimization1[[#This Row],[Reductions from Less Expensive or Higher Priority Practices (lbs)]]>=$A$36,0,IF(IF($A$34=\"TN\",Optimization1[[#This Row],[TN (lbs/yr reduced)]],IF($A$34=\"TP\",Optimization1[[#This Row],[TP (lbs/yr reduced)]],IF($A$34=\"TN & TP\",Optimization1[[#This Row],[TN (lbs/yr reduced)]],Optimization1[[#This Row],[TSS (lbs/yr reduced)]])))+Optimization1[[#This Row],[Reductions from Less Expensive or Higher Priority Practices (lbs)]]>$A$36,$A$36-Optimization1[[#This Row],[Reductions from Less Expensive or Higher Priority Practices (lbs)]],IF($A$34=\"TN\",Optimization1[[#This Row],[TN (lbs/yr reduced)]],IF($A$34=\"TP\",Optimization1[[#This Row],[TP (lbs/yr reduced)]],IF($A$34=\"TN & TP\",Optimization1[[#This Row],[TN (lbs/yr reduced)]],Optimization1[[#This Row],[TSS (lbs/yr reduced)]])))))","v":0},{"$f":"IFERROR(Optimization1[[#This Row],[Runoff Equivalent Impervious Area Treated (acres) or Units Treated]]/IF($A$34=\"TN\",Optimization1[[#This Row],[TN (lbs/yr reduced)]],IF($A$34=\"TP\",Optimization1[[#This Row],[TP (lbs/yr reduced)]],IF($A$34=\"TN & TP\",IF(Optimization1[[#This Row],[TN (lbs/yr reduced)]]=0,Optimization1[[#This Row],[TP (lbs/yr reduced)]],Optimization1[[#This Row],[TN (lbs/yr reduced)]]),Optimization1[[#This Row],[TSS (lbs/yr reduced)]])))*IF(AND($A$34=\"TN & TP\",Optimization1[[#This Row],[TN (lbs/yr reduced)]]=0),Optimization1[[#This Row],[TP (lbs/yr reduced)]],Optimization1[[#This Row],[Available Reduction (lbs)]]),0)","v":0},{"$f":"SUMIFS('Scenario Setup'!$I$50:$I$170,'Scenario Setup'!$C$50:$C$170,Optimization1[[#This Row],[Practice]])+SUMIFS('Scenario Setup'!$I$50:$I$170,'Scenario Setup'!$B$50:$B$170,Optimization1[[#This Row],[Practice]])","v":0},{"$f":"SUMIFS('Scenario Setup'!$E$50:$E$170,'Scenario Setup'!$C$50:$C$170,Optimization1[[#This Row],[Practice]])+SUMIFS('Scenario Setup'!$E$50:$E$170,'Scenario Setup'!$B$50:$B$170,Optimization1[[#This Row],[Practice]])","v":0},{"$f":"IFERROR(IF(Optimization1[[#This Row],[Total Cost ($/yr)]]=0,NA(),_xlfn.RANK.EQ(Optimization1[[#This Row],[$/lb TN]],Optimization1[$/lb TN],1)+IF(AND(SUMPRODUCT(--(Optimization1[$/lb TN]=Optimization1[[#This Row],[$/lb TN]]),--(Optimization1[Total Cost ($/yr)]>Optimization1[[#This Row],[Total Cost ($/yr)]]))>0,(COUNT(Optimization1[$/lb TN])+1-_xlfn.RANK.EQ(Optimization1[[#This Row],[$/lb TN]],Optimization1[$/lb TN],0)-_xlfn.RANK.EQ(Optimization1[[#This Row],[$/lb TN]],Optimization1[$/lb TN],1))/2>0),1,0)),0)","v":0},{"$f":"IFERROR(IF(Optimization1[[#This Row],[Total Cost ($/yr)]]=0,NA(),_xlfn.RANK.EQ(Optimization1[[#This Row],[$/lb TP ]],Optimization1[$/lb TP ],1)+IF(AND(SUMPRODUCT(--(Optimization1[$/lb TP ]=Optimization1[[#This Row],[$/lb TP ]]),--(Optimization1[Total Cost ($/yr)]>Optimization1[[#This Row],[Total Cost ($/yr)]]))>0,(COUNT(Optimization1[$/lb TP ])+1-_xlfn.RANK.EQ(Optimization1[[#This Row],[$/lb TP ]],Optimization1[$/lb TP ],0)-_xlfn.RANK.EQ(Optimization1[[#This Row],[$/lb TP ]],Optimization1[$/lb TP ],1))/2>0),1,0)),0)","v":0},{"$f":"IFERROR(IF(Optimization1[[#This Row],[Total Cost ($/yr)]]=0,NA(),_xlfn.RANK.EQ(Optimization1[[#This Row],[$/lb TSS ]],Optimization1[$/lb TSS ],1)+IF(AND(SUMPRODUCT(--(Optimization1[$/lb TSS ]=Optimization1[[#This Row],[$/lb TSS ]]),--(Optimization1[Total Cost ($/yr)]>Optimization1[[#This Row],[Total Cost ($/yr)]]))>0,(COUNT(Optimization1[$/lb TSS ])+1-_xlfn.RANK.EQ(Optimization1[[#This Row],[$/lb TSS ]],Optimization1[$/lb TSS ],0)-_xlfn.RANK.EQ(Optimization1[[#This Row],[$/lb TSS ]],Optimization1[$/lb TSS ],1))/2>0),1,0)),0)","v":0},{"$f":"IFERROR(Optimization1[[#This Row],[TN Rank]]*$C$34+Optimization1[[#This Row],[TP Rank]]*$C$35,0)","v":0},{"$f":"IF($A$34=\"TN\",Optimization1[[#This Row],[TN Rank]],IF($A$34=\"TP\",Optimization1[[#This Row],[TP Rank]],IF($A$34=\"TN & TP\",Optimization1[[#This Row],[TN & TP Rank]],Optimization1[[#This Row],[TSS Rank]])))+IF(Priority[BMP Type]=Optimization1[[#This Row],[Practice]],0.5,0)","v":0},{"$f":"IF(Optimization1[[#This Row],[Selected Ranking]]>0,1,0)","v":0},{"$f":"Optimization1[[#This Row],[Total Cost ($/yr)]]/_xlfn.AGGREGATE(9,7,Optimization1[Total Cost ($/yr)])","v":{"$error":"#DIV/0!"}},{"$f":"IF(IFERROR(SUMIFS('Scenario Setup'!$Q$50:$Q$170,'Scenario Setup'!$C$50:$C$170,Optimization1[[#This Row],[Practice]])+SUMIFS('Scenario Setup'!$Q$50:$Q$170,'Scenario Setup'!$B$50:$B$170,Optimization1[[#This Row],[Practice]]),0)<0,0,IFERROR(SUMIFS('Scenario Setup'!$Q$50:$Q$170,'Scenario Setup'!$C$50:$C$170,Optimization1[[#This Row],[Practice]])+SUMIFS('Scenario Setup'!$Q$50:$Q$170,'Scenario Setup'!$B$50:$B$170,Optimization1[[#This Row],[Practice]]),0))","v":0},{"$f":"IF(IFERROR(SUMIFS('Scenario Setup'!$R$50:$R$170,'Scenario Setup'!$C$50:$C$170,Optimization1[[#This Row],[Practice]])+SUMIFS('Scenario Setup'!$R$50:$R$170,'Scenario Setup'!$B$50:$B$170,Optimization1[[#This Row],[Practice]]),0)<0,0,IFERROR(SUMIFS('Scenario Setup'!$R$50:$R$170,'Scenario Setup'!$C$50:$C$170,Optimization1[[#This Row],[Practice]])+SUMIFS('Scenario Setup'!$R$50:$R$170,'Scenario Setup'!$B$50:$B$170,Optimization1[[#This Row],[Practice]]),0))","v":0},{"$f":"IF(IFERROR(SUMIFS('Scenario Setup'!$S$50:$S$170,'Scenario Setup'!$C$50:$C$170,Optimization1[[#This Row],[Practice]])+SUMIFS('Scenario Setup'!$S$50:$S$170,'Scenario Setup'!$B$50:$B$170,Optimization1[[#This Row],[Practice]]),0)<0,0,IFERROR(SUMIFS('Scenario Setup'!$S$50:$S$170,'Scenario Setup'!$C$50:$C$170,Optimization1[[#This Row],[Practice]])+SUMIFS('Scenario Setup'!$S$50:$S$170,'Scenario Setup'!$B$50:$B$170,Optimization1[[#This Row],[Practice]]),0))","v":0},{"$f":"IFERROR(SUMIFS('Scenario Setup'!$V$50:$V$170,'Scenario Setup'!$C$50:$C$170,Optimization1[[#This Row],[Practice]])+SUMIFS('Scenario Setup'!$V$50:$V$170,'Scenario Setup'!$B$50:$B$170,Optimization1[[#This Row],[Practice]]),0)","v":0}]
["Vegetated Filter Strips",{"$f":"IFERROR(Optimization1[[#This Row],[Resulting Runoff Equivalent Impervious Area to Treat (acres) or Units to Treat (calc)]]*(Optimization1[[#This Row],[Original Units]]/Optimization1[[#This Row],[Runoff Equivalent Impervious Area Treated (acres) or Units Treated]]),0)","v":0},{"$f":"IFERROR(Optimization1[[#This Row],[TN (lbs/yr reduced)]]/Optimization1[[#This Row],[Runoff Equivalent Impervious Area Treated (acres) or Units Treated]]*Optimization1[[#This Row],[Resulting Runoff Equivalent Impervious Area to Treat (acres) or Units to Treat (calc)]],0)","v":0},{"$f":"IFERROR(Optimization1[[#This Row],[TP (lbs/yr reduced)]]/Optimization1[[#This Row],[Runoff Equivalent Impervious Area Treated (acres) or Units Treated]]*Optimization1[[#This Row],[Resulting Runoff Equivalent Impervious Area to Treat (acres) or Units to Treat (calc)]],0)","v":0},{"$f":"IFERROR(Optimization1[[#This Row],[TSS (lbs/yr reduced)]]/Optimization1[[#This Row],[Runoff Equivalent Impervious Area Treated (acres) or Units Treated]]*Optimization1[[#This Row],[Resulting Runoff Equivalent Impervious Area to Treat (acres) or Units to Treat (calc)]],0)","v":0},{"$f":"IFERROR(Optimization1[[#This Row],[Total Cost ($/yr)]]/Optimization1[[#This Row],[Runoff Equivalent Impervious Area Treated (acres) or Units Treated]]*Optimization1[[#This Row],[Resulting Runoff Equivalent Impervious Area to Treat (acres) or Units to Treat (calc)]],0)","v":0},{"$f":"IFERROR(Optimization1[[#This Row],[Total Cost ($/yr)]]/Optimization1[[#This Row],[TN (lbs/yr reduced)]],\"\")","v":""},{"$f":"IFERROR(Optimization1[[#This Row],[Total Cost ($/yr)]]/Optimization1[[#This Row],[TP (lbs/yr reduced)]],\"\")","v":""},{"$f":"IFERROR(Optimization1[[#This Row],[Total Cost ($/yr)]]/Optimization1[[#This Row],[TSS (lbs/yr reduced)]],\"\")","v":""},{"$f":"SUMIFS(IF($A$34=\"TN\",Optimization1[TN (lbs/yr reduced)],IF($A$34=\"TP\",Optimization1[TP (lbs/yr reduced)],IF($A$34=\"TN & TP\",Optimization1[TN (lbs/yr reduced)],Optimization1[TSS (lbs/yr reduced)]))),Optimization1[Selected Ranking],\">0\",Optimization1[Selected Ranking],\"<\"&Optimization1[[#This Row],[Selected Ranking]])","v":0},{"$f":"IF(Optimization1[[#This Row],[Reductions from Less Expensive or Higher Priority Practices (lbs)]]>=$A$36,0,IF(IF($A$34=\"TN\",Optimization1[[#This Row],[TN (lbs/yr reduced)]],IF($A$34=\"TP\",Optimization1[[#This Row],[TP (lbs/yr reduced)]],IF($A$34=\"TN & TP\",Optimization1[[#This Row],[TN (lbs/yr reduced)]],Optimization1[[#This Row],[TSS (lbs/yr reduced)]])))+Optimization1[[#This Row],[Reductions from Less Expensive or Higher Priority Practices (lbs)]]>$A$36,$A$36-Optimization1[[#This Row],[Reductions from Less Expensive or Higher Priority Practices (lbs)]],IF($A$34=\"TN\",Optimization1[[#This Row],[TN (lbs/yr reduced)]],IF($A$34=\"TP\",Optimization1[[#This Row],[TP (lbs/yr reduced)]],IF($A$34=\"TN & TP\",Optimization1[[#This Row],[TN (lbs/yr reduced)]],Optimization1[[#This Row],[TSS (lbs/yr reduced)]])))))","v":0},{"$f":"IFERROR(Optimization1[[#This Row],[Runoff Equivalent Impervious Area Treated (acres) or Units Treated]]/IF($A$34=\"TN\",Optimization1[[#This Row],[TN (lbs/yr reduced)]],IF($A$34=\"TP\",Optimization1[[#This Row],[TP (lbs/yr reduced)]],IF($A$34=\"TN & TP\",IF(Optimization1[[#This Row],[TN (lbs/yr reduced)]]=0,Optimization1[[#This Row],[TP (lbs/yr reduced)]],Optimization1[[#This Row],[TN (lbs/yr reduced)]]),Optimization1[[#This Row],[TSS (lbs/yr reduced)]])))*IF(AND($A$34=\"TN & TP\",Optimization1[[#This Row],[TN (lbs/yr reduced)]]=0),Optimization1[[#This Row],[TP (lbs/yr reduced)]],Optimization1[[#This Row],[Available Reduction (lbs)]]),0)","v":0},{"$f":"SUMIFS('Scenario Setup'!$I$50:$I$170,'Scenario Setup'!$C$50:$C$170,Optimization1[[#This Row],[Practice]])+SUMIFS('Scenario Setup'!$I$50:$I$170,'Scenario Setup'!$B$50:$B$170,Optimization1[[#This Row],[Practice]])","v":0},{"$f":"SUMIFS('Scenario Setup'!$E$50:$E$170,'Scenario Setup'!$C$50:$C$170,Optimization1[[#This Row],[Practice]])+SUMIFS('Scenario Setup'!$E$50:$E$170,'Scenario Setup'!$B$50:$B$170,Optimization1[[#This Row],[Practice]])","v":0},{"$f":"IFERROR(IF(Optimization1[[#This Row],[Total Cost ($/yr)]]=0,NA(),_xlfn.RANK.EQ(Optimization1[[#This Row],[$/lb TN]],Optimization1[$/lb TN],1)+IF(AND(SUMPRODUCT(--(Optimization1[$/lb TN]=Optimization1[[#This Row],[$/lb TN]]),--(Optimization1[Total Cost ($/yr)]>Optimization1[[#This Row],[Total Cost ($/yr)]]))>0,(COUNT(Optimization1[$/lb TN])+1-_xlfn.RANK.EQ(Optimization1[[#This Row],[$/lb TN]],Optimization1[$/lb TN],0)-_xlfn.RANK.EQ(Optimization1[[#This Row],[$/lb TN]],Optimization1[$/lb TN],1))/2>0),1,0)),0)","v":0},{"$f":"IFERROR(IF(Optimization1[[#This Row],[Total Cost ($/yr)]]=0,NA(),_xlfn.RANK.EQ(Optimization1[[#This Row],[$/lb TP ]],Optimization1[$/lb TP ],1)+IF(AND(SUMPRODUCT(--(Optimization1[$/lb TP ]=Optimization1[[#This Row],[$/lb TP ]]),--(Optimization1[Total Cost ($/yr)]>Optimization1[[#This Row],[Total Cost ($/yr)]]))>0,(COUNT(Optimization1[$/lb TP ])+1-_xlfn.RANK.EQ(Optimization1[[#This Row],[$/lb TP ]],Optimization1[$/lb TP ],0)-_xlfn.RANK.EQ(Optimization1[[#This Row],[$/lb TP ]],Optimization1[$/lb TP ],1))/2>0),1,0)),0)","v":0},{"$f":"IFERROR(IF(Optimization1[[#This Row],[Total Cost ($/yr)]]=0,NA(),_xlfn.RANK.EQ(Optimization1[[#This Row],[$/lb TSS ]],Optimization1[$/lb TSS ],1)+IF(AND(SUMPRODUCT(--(Optimization1[$/lb TSS ]=Optimization1[[#This Row],[$/lb TSS ]]),--(Optimization1[Total Cost ($/yr)]>Optimization1[[#This Row],[Total Cost ($/yr)]]))>0,(COUNT(Optimization1[$/lb TSS ])+1-_xlfn.RANK.EQ(Optimization1[[#This Row],[$/lb TSS ]],Optimization1[$/lb TSS ],0)-_xlfn.RANK.EQ(Optimization1[[#This Row],[$/lb TSS ]],Optimization1[$/lb TSS ],1))/2>0),1,0)),0)","v":0},{"$f":"IFERROR(Optimization1[[#This Row],[TN Rank]]*$C$34+Optimization1[[#This Row],[TP Rank]]*$C$35,0)","v":0},{"$f":"IF($A$34=\"TN\",Optimization1[[#This Row],[TN Rank]],IF($A$34=\"TP\",Optimization1[[#This Row],[TP Rank]],IF($A$34=\"TN & TP\",Optimization1[[#This Row],[TN & TP Rank]],Optimization1[[#This Row],[TSS Rank]])))+IF(Priority[BMP Type]=Optimization1[[#This Row],[Practice]],0.5,0)","v":0},{"$f":"IF(Optimization1[[#This Row],[Selected Ranking]]>0,1,0)","v":0},{"$f":"Optimization1[[#This Row],[Total Cost ($/yr)]]/_xlfn.AGGREGATE(9,7,Optimization1[Total Cost ($/yr)])","v":{"$error":"#DIV/0!"}},{"$f":"IF(IFERROR(SUMIFS('Scenario Setup'!$Q$50:$Q$170,'Scenario Setup'!$C$50:$C$170,Optimization1[[#This Row],[Practice]])+SUMIFS('Scenario Setup'!$Q$50:$Q$170,'Scenario Setup'!$B$50:$B$170,Optimization1[[#This Row],[Practice]]),0)<0,0,IFERROR(SUMIFS('Scenario Setup'!$Q$50:$Q$170,'Scenario Setup'!$C$50:$C$170,Optimization1[[#This Row],[Practice]])+SUMIFS('Scenario Setup'!$Q$50:$Q$170,'Scenario Setup'!$B$50:$B$170,Optimization1[[#This Row],[Practice]]),0))","v":0},{"$f":"IF(IFERROR(SUMIFS('Scenario Setup'!$R$50:$R$170,'Scenario Setup'!$C$50:$C$170,Optimization1[[#This Row],[Practice]])+SUMIFS('Scenario Setup'!$R$50:$R$170,'Scenario Setup'!$B$50:$B$170,Optimization1[[#This Row],[Practice]]),0)<0,0,IFERROR(SUMIFS('Scenario Setup'!$R$50:$R$170,'Scenario Setup'!$C$50:$C$170,Optimization1[[#This Row],[Practice]])+SUMIFS('Scenario Setup'!$R$50:$R$170,'Scenario Setup'!$B$50:$B$170,Optimization1[[#This Row],[Practice]]),0))","v":0},{"$f":"IF(IFERROR(SUMIFS('Scenario Setup'!$S$50:$S$170,'Scenario Setup'!$C$50:$C$170,Optimization1[[#This Row],[Practice]])+SUMIFS('Scenario Setup'!$S$50:$S$170,'Scenario Setup'!$B$50:$B$170,Optimization1[[#This Row],[Practice]]),0)<0,0,IFERROR(SUMIFS('Scenario Setup'!$S$50:$S$170,'Scenario Setup'!$C$50:$C$170,Optimization1[[#This Row],[Practice]])+SUMIFS('Scenario Setup'!$S$50:$S$170,'Scenario Setup'!$B$50:$B$170,Optimization1[[#This Row],[Practice]]),0))","v":0},{"$f":"IFERROR(SUMIFS('Scenario Setup'!$V$50:$V$170,'Scenario Setup'!$C$50:$C$170,Optimization1[[#This Row],[Practice]])+SUMIFS('Scenario Setup'!$V$50:$V$170,'Scenario Setup'!$B$50:$B$170,Optimization1[[#This Row],[Practice]]),0)","v":0}]
["Conversion of Dry Pond to Wet Pond",{"$f":"IFERROR(Optimization1[[#This Row],[Resulting Runoff Equivalent Impervious Area to Treat (acres) or Units to Treat (calc)]]*(Optimization1[[#This Row],[Original Units]]/Optimization1[[#This Row],[Runoff Equivalent Impervious Area Treated (acres) or Units Treated]]),0)","v":0},{"$f":"IFERROR(Optimization1[[#This Row],[TN (lbs/yr reduced)]]/Optimization1[[#This Row],[Runoff Equivalent Impervious Area Treated (acres) or Units Treated]]*Optimization1[[#This Row],[Resulting Runoff Equivalent Impervious Area to Treat (acres) or Units to Treat (calc)]],0)","v":0},{"$f":"IFERROR(Optimization1[[#This Row],[TP (lbs/yr reduced)]]/Optimization1[[#This Row],[Runoff Equivalent Impervious Area Treated (acres) or Units Treated]]*Optimization1[[#This Row],[Resulting Runoff Equivalent Impervious Area to Treat (acres) or Units to Treat (calc)]],0)","v":0},{"$f":"IFERROR(Optimization1[[#This Row],[TSS (lbs/yr reduced)]]/Optimization1[[#This Row],[Runoff Equivalent Impervious Area Treated (acres) or Units Treated]]*Optimization1[[#This Row],[Resulting Runoff Equivalent Impervious Area to Treat (acres) or Units to Treat (calc)]],0)","v":0},{"$f":"IFERROR(Optimization1[[#This Row],[Total Cost ($/yr)]]/Optimization1[[#This Row],[Runoff Equivalent Impervious Area Treated (acres) or Units Treated]]*Optimization1[[#This Row],[Resulting Runoff Equivalent Impervious Area to Treat (acres) or Units to Treat (calc)]],0)","v":0},{"$f":"IFERROR(Optimization1[[#This Row],[Total Cost ($/yr)]]/Optimization1[[#This Row],[TN (lbs/yr reduced)]],\"\")","v":""},{"$f":"IFERROR(Optimization1[[#This Row],[Total Cost ($/yr)]]/Optimization1[[#This Row],[TP (lbs/yr reduced)]],\"\")","v":""},{"$f":"IFERROR(Optimization1[[#This Row],[Total Cost ($/yr)]]/Optimization1[[#This Row],[TSS (lbs/yr reduced)]],\"\")","v":""},{"$f":"SUMIFS(IF($A$34=\"TN\",Optimization1[TN (lbs/yr reduced)],IF($A$34=\"TP\",Optimization1[TP (lbs/yr reduced)],IF($A$34=\"TN & TP\",Optimization1[TN (lbs/yr reduced)],Optimization1[TSS (lbs/yr reduced)]))),Optimization1[Selected Ranking],\">0\",Optimization1[Selected Ranking],\"<\"&Optimization1[[#This Row],[Selected Ranking]])","v":0},{"$f":"IF(Optimization1[[#This Row],[Reductions from Less Expensive or Higher Priority Practices (lbs)]]>=$A$36,0,IF(IF($A$34=\"TN\",Optimization1[[#This Row],[TN (lbs/yr reduced)]],IF($A$34=\"TP\",Optimization1[[#This Row],[TP (lbs/yr reduced)]],IF($A$34=\"TN & TP\",Optimization1[[#This Row],[TN (lbs/yr reduced)]],Optimization1[[#This Row],[TSS (lbs/yr reduced)]])))+Optimization1[[#This Row],[Reductions from Less Expensive or Higher Priority Practices (lbs)]]>$A$36,$A$36-Optimization1[[#This Row],[Reductions from Less Expensive or Higher Priority Practices (lbs)]],IF($A$34=\"TN\",Optimization1[[#This Row],[TN (lbs/yr reduced)]],IF($A$34=\"TP\",Optimization1[[#This Row],[TP (lbs/yr reduced)]],IF($A$34=\"TN & TP\",Optimization1[[#This Row],[TN (lbs/yr reduced)]],Optimization1[[#This Row],[TSS (lbs/yr reduced)]])))))","v":0},{"$f":"IFERROR(Optimization1[[#This Row],[Runoff Equivalent Impervious Area Treated (acres) or Units Treated]]/IF($A$34=\"TN\",Optimization1[[#This Row],[TN (lbs/yr reduced)]],IF($A$34=\"TP\",Optimization1[[#This Row],[TP (lbs/yr reduced)]],IF($A$34=\"TN & TP\",IF(Optimization1[[#This Row],[TN (lbs/yr reduced)]]=0,Optimization1[[#This Row],[TP (lbs/yr reduced)]],Optimization1[[#This Row],[TN (lbs/yr reduced)]]),Optimization1[[#This Row],[TSS (lbs/yr reduced)]])))*IF(AND($A$34=\"TN & TP\",Optimization1[[#This Row],[TN (lbs/yr reduced)]]=0),Optimization1[[#This Row],[TP (lbs/yr reduced)]],Optimization1[[#This Row],[Available Reduction (lbs)]]),0)","v":0},{"$f":"SUMIFS('Scenario Setup'!$I$50:$I$170,'Scenario Setup'!$C$50:$C$170,Optimization1[[#This Row],[Practice]])+SUMIFS('Scenario Setup'!$I$50:$I$170,'Scenario Setup'!$B$50:$B$170,Optimization1[[#This Row],[Practice]])","v":0},{"$f":"SUMIFS('Scenario Setup'!$E$50:$E$170,'Scenario Setup'!$C$50:$C$170,Optimization1[[#This Row],[Practice]])+SUMIFS('Scenario Setup'!$E$50:$E$170,'Scenario Setup'!$B$50:$B$170,Optimization1[[#This Row],[Practice]])","v":0},{"$f":"IFERROR(IF(Optimization1[[#This Row],[Total Cost ($/yr)]]=0,NA(),_xlfn.RANK.EQ(Optimization1[[#This Row],[$/lb TN]],Optimization1[$/lb TN],1)+IF(AND(SUMPRODUCT(--(Optimization1[$/lb TN]=Optimization1[[#This Row],[$/lb TN]]),--(Optimization1[Total Cost ($/yr)]>Optimization1[[#This Row],[Total Cost ($/yr)]]))>0,(COUNT(Optimization1[$/lb TN])+1-_xlfn.RANK.EQ(Optimization1[[#This Row],[$/lb TN]],Optimization1[$/lb TN],0)-_xlfn.RANK.EQ(Optimization1[[#This Row],[$/lb TN]],Optimization1[$/lb TN],1))/2>0),1,0)),0)","v":0},{"$f":"IFERROR(IF(Optimization1[[#This Row],[Total Cost ($/yr)]]=0,NA(),_xlfn.RANK.EQ(Optimization1[[#This Row],[$/lb TP ]],Optimization1[$/lb TP ],1)+IF(AND(SUMPRODUCT(--(Optimization1[$/lb TP ]=Optimization1[[#This Row],[$/lb TP ]]),--(Optimization1[Total Cost ($/yr)]>Optimization1[[#This Row],[Total Cost ($/yr)]]))>0,(COUNT(Optimization1[$/lb TP ])+1-_xlfn.RANK.EQ(Optimization1[[#This Row],[$/lb TP ]],Optimization1[$/lb TP ],0)-_xlfn.RANK.EQ(Optimization1[[#This Row],[$/lb TP ]],Optimization1[$/lb TP ],1))/2>0),1,0)),0)","v":0},{"$f":"IFERROR(IF(Optimization1[[#This Row],[Total Cost ($/yr)]]=0,NA(),_xlfn.RANK.EQ(Optimization1[[#This Row],[$/lb TSS ]],Optimization1[$/lb TSS ],1)+IF(AND(SUMPRODUCT(--(Optimization1[$/lb TSS ]=Optimization1[[#This Row],[$/lb TSS ]]),--(Optimization1[Total Cost ($/yr)]>Optimization1[[#This Row],[Total Cost ($/yr)]]))>0,(COUNT(Optimization1[$/lb TSS ])+1-_xlfn.RANK.EQ(Optimization1[[#This Row],[$/lb TSS ]],Optimization1[$/lb TSS ],0)-_xlfn.RANK.EQ(Optimization1[[#This Row],[$/lb TSS ]],Optimization1[$/lb TSS ],1))/2>0),1,0)),0)","v":0},{"$f":"IFERROR(Optimization1[[#This Row],[TN Rank]]*$C$34+Optimization1[[#This Row],[TP Rank]]*$C$35,0)","v":0},{"$f":"IF($A$34=\"TN\",Optimization1[[#This Row],[TN Rank]],IF($A$34=\"TP\",Optimization1[[#This Row],[TP Rank]],IF($A$34=\"TN & TP\",Optimization1[[#This Row],[TN & TP Rank]],Optimization1[[#This Row],[TSS Rank]])))+IF(Priority[BMP Type]=Optimization1[[#This Row],[Practice]],0.5,0)","v":0},{"$f":"IF(Optimization1[[#This Row],[Selected Ranking]]>0,1,0)","v":0},{"$f":"Optimization1[[#This Row],[Total Cost ($/yr)]]/_xlfn.AGGREGATE(9,7,Optimization1[Total Cost ($/yr)])","v":{"$error":"#DIV/0!"}},{"$f":"IF(IFERROR(SUMIFS('Scenario Setup'!$Q$50:$Q$170,'Scenario Setup'!$C$50:$C$170,Optimization1[[#This Row],[Practice]])+SUMIFS('Scenario Setup'!$Q$50:$Q$170,'Scenario Setup'!$B$50:$B$170,Optimization1[[#This Row],[Practice]]),0)<0,0,IFERROR(SUMIFS('Scenario Setup'!$Q$50:$Q$170,'Scenario Setup'!$C$50:$C$170,Optimization1[[#This Row],[Practice]])+SUMIFS('Scenario Setup'!$Q$50:$Q$170,'Scenario Setup'!$B$50:$B$170,Optimization1[[#This Row],[Practice]]),0))","v":0},{"$f":"IF(IFERROR(SUMIFS('Scenario Setup'!$R$50:$R$170,'Scenario Setup'!$C$50:$C$170,Optimization1[[#This Row],[Practice]])+SUMIFS('Scenario Setup'!$R$50:$R$170,'Scenario Setup'!$B$50:$B$170,Optimization1[[#This Row],[Practice]]),0)<0,0,IFERROR(SUMIFS('Scenario Setup'!$R$50:$R$170,'Scenario Setup'!$C$50:$C$170,Optimization1[[#This Row],[Practice]])+SUMIFS('Scenario Setup'!$R$50:$R$170,'Scenario Setup'!$B$50:$B$170,Optimization1[[#This Row],[Practice]]),0))","v":0},{"$f":"IF(IFERROR(SUMIFS('Scenario Setup'!$S$50:$S$170,'Scenario Setup'!$C$50:$C$170,Optimization1[[#This Row],[Practice]])+SUMIFS('Scenario Setup'!$S$50:$S$170,'Scenario Setup'!$B$50:$B$170,Optimization1[[#This Row],[Practice]]),0)<0,0,IFERROR(SUMIFS('Scenario Setup'!$S$50:$S$170,'Scenario Setup'!$C$50:$C$170,Optimization1[[#This Row],[Practice]])+SUMIFS('Scenario Setup'!$S$50:$S$170,'Scenario Setup'!$B$50:$B$170,Optimization1[[#This Row],[Practice]]),0))","v":0},{"$f":"IFERROR(SUMIFS('Scenario Setup'!$V$50:$V$170,'Scenario Setup'!$C$50:$C$170,Optimization1[[#This Row],[Practice]])+SUMIFS('Scenario Setup'!$V$50:$V$170,'Scenario Setup'!$B$50:$B$170,Optimization1[[#This Row],[Practice]]),0)","v":0}]
["Forest Buffer",{"$f":"IFERROR(Optimization1[[#This Row],[Resulting Runoff Equivalent Impervious Area to Treat (acres) or Units to Treat (calc)]]*(Optimization1[[#This Row],[Original Units]]/Optimization1[[#This Row],[Runoff Equivalent Impervious Area Treated (acres) or Units Treated]]),0)","v":0},{"$f":"IFERROR(Optimization1[[#This Row],[TN (lbs/yr reduced)]]/Optimization1[[#This Row],[Runoff Equivalent Impervious Area Treated (acres) or Units Treated]]*Optimization1[[#This Row],[Resulting Runoff Equivalent Impervious Area to Treat (acres) or Units to Treat (calc)]],0)","v":0},{"$f":"IFERROR(Optimization1[[#This Row],[TP (lbs/yr reduced)]]/Optimization1[[#This Row],[Runoff Equivalent Impervious Area Treated (acres) or Units Treated]]*Optimization1[[#This Row],[Resulting Runoff Equivalent Impervious Area to Treat (acres) or Units to Treat (calc)]],0)","v":0},{"$f":"IFERROR(Optimization1[[#This Row],[TSS (lbs/yr reduced)]]/Optimization1[[#This Row],[Runoff Equivalent Impervious Area Treated (acres) or Units Treated]]*Optimization1[[#This Row],[Resulting Runoff Equivalent Impervious Area to Treat (acres) or Units to Treat (calc)]],0)","v":0},{"$f":"IFERROR(Optimization1[[#This Row],[Total Cost ($/yr)]]/Optimization1[[#This Row],[Runoff Equivalent Impervious Area Treated (acres) or Units Treated]]*Optimization1[[#This Row],[Resulting Runoff Equivalent Impervious Area to Treat (acres) or Units to Treat (calc)]],0)","v":0},{"$f":"IFERROR(Optimization1[[#This Row],[Total Cost ($/yr)]]/Optimization1[[#This Row],[TN (lbs/yr reduced)]],\"\")","v":""},{"$f":"IFERROR(Optimization1[[#This Row],[Total Cost ($/yr)]]/Optimization1[[#This Row],[TP (lbs/yr reduced)]],\"\")","v":""},{"$f":"IFERROR(Optimization1[[#This Row],[Total Cost ($/yr)]]/Optimization1[[#This Row],[TSS (lbs/yr reduced)]],\"\")","v":""},{"$f":"SUMIFS(IF($A$34=\"TN\",Optimization1[TN (lbs/yr reduced)],IF($A$34=\"TP\",Optimization1[TP (lbs/yr reduced)],IF($A$34=\"TN & TP\",Optimization1[TN (lbs/yr reduced)],Optimization1[TSS (lbs/yr reduced)]))),Optimization1[Selected Ranking],\">0\",Optimization1[Selected Ranking],\"<\"&Optimization1[[#This Row],[Selected Ranking]])","v":0},{"$f":"IF(Optimization1[[#This Row],[Reductions from Less Expensive or Higher Priority Practices (lbs)]]>=$A$36,0,IF(IF($A$34=\"TN\",Optimization1[[#This Row],[TN (lbs/yr reduced)]],IF($A$34=\"TP\",Optimization1[[#This Row],[TP (lbs/yr reduced)]],IF($A$34=\"TN & TP\",Optimization1[[#This Row],[TN (lbs/yr reduced)]],Optimization1[[#This Row],[TSS (lbs/yr reduced)]])))+Optimization1[[#This Row],[Reductions from Less Expensive or Higher Priority Practices (lbs)]]>$A$36,$A$36-Optimization1[[#This Row],[Reductions from Less Expensive or Higher Priority Practices (lbs)]],IF($A$34=\"TN\",Optimization1[[#This Row],[TN (lbs/yr reduced)]],IF($A$34=\"TP\",Optimization1[[#This Row],[TP (lbs/yr reduced)]],IF($A$34=\"TN & TP\",Optimization1[[#This Row],[TN (lbs/yr reduced)]],Optimization1[[#This Row],[TSS (lbs/yr reduced)]])))))","v":0},{"$f":"IFERROR(Optimization1[[#This Row],[Runoff Equivalent Impervious Area Treated (acres) or Units Treated]]/IF($A$34=\"TN\",Optimization1[[#This Row],[TN (lbs/yr reduced)]],IF($A$34=\"TP\",Optimization1[[#This Row],[TP (lbs/yr reduced)]],IF($A$34=\"TN & TP\",IF(Optimization1[[#This Row],[TN (lbs/yr reduced)]]=0,Optimization1[[#This Row],[TP (lbs/yr reduced)]],Optimization1[[#This Row],[TN (lbs/yr reduced)]]),Optimization1[[#This Row],[TSS (lbs/yr reduced)]])))*IF(AND($A$34=\"TN & TP\",Optimization1[[#This Row],[TN (lbs/yr reduced)]]=0),Optimization1[[#This Row],[TP (lbs/yr reduced)]],Optimization1[[#This Row],[Available Reduction (lbs)]]),0)","v":0},{"$f":"SUMIFS('Scenario Setup'!$I$50:$I$170,'Scenario Setup'!$C$50:$C$170,Optimization1[[#This Row],[Practice]])+SUMIFS('Scenario Setup'!$I$50:$I$170,'Scenario Setup'!$B$50:$B$170,Optimization1[[#This Row],[Practice]])","v":0},{"$f":"SUMIFS('Scenario Setup'!$E$50:$E$170,'Scenario Setup'!$C$50:$C$170,Optimization1[[#This Row],[Practice]])+SUMIFS('Scenario Setup'!$E$50:$E$170,'Scenario Setup'!$B$50:$B$170,Optimization1[[#This Row],[Practice]])","v":0},{"$f":"IFERROR(IF(Optimization1[[#This Row],[Total Cost ($/yr)]]=0,NA(),_xlfn.RANK.EQ(Optimization1[[#This Row],[$/lb TN]],Optimization1[$/lb TN],1)+IF(AND(SUMPRODUCT(--(Optimization1[$/lb TN]=Optimization1[[#This Row],[$/lb TN]]),--(Optimization1[Total Cost ($/yr)]>Optimization1[[#This Row],[Total Cost ($/yr)]]))>0,(COUNT(Optimization1[$/lb TN])+1-_xlfn.RANK.EQ(Optimization1[[#This Row],[$/lb TN]],Optimization1[$/lb TN],0)-_xlfn.RANK.EQ(Optimization1[[#This Row],[$/lb TN]],Optimization1[$/lb TN],1))/2>0),1,0)),0)","v":0},{"$f":"IFERROR(IF(Optimization1[[#This Row],[Total Cost ($/yr)]]=0,NA(),_xlfn.RANK.EQ(Optimization1[[#This Row],[$/lb TP ]],Optimization1[$/lb TP ],1)+IF(AND(SUMPRODUCT(--(Optimization1[$/lb TP ]=Optimization1[[#This Row],[$/lb TP ]]),--(Optimization1[Total Cost ($/yr)]>Optimization1[[#This Row],[Total Cost ($/yr)]]))>0,(COUNT(Optimization1[$/lb TP ])+1-_xlfn.RANK.EQ(Optimization1[[#This Row],[$/lb TP ]],Optimization1[$/lb TP ],0)-_xlfn.RANK.EQ(Optimization1[[#This Row],[$/lb TP ]],Optimization1[$/lb TP ],1))/2>0),1,0)),0)","v":0},{"$f":"IFERROR(IF(Optimization1[[#This Row],[Total Cost ($/yr)]]=0,NA(),_xlfn.RANK.EQ(Optimization1[[#This Row],[$/lb TSS ]],Optimization1[$/lb TSS ],1)+IF(AND(SUMPRODUCT(--(Optimization1[$/lb TSS ]=Optimization1[[#This Row],[$/lb TSS ]]),--(Optimization1[Total Cost ($/yr)]>Optimization1[[#This Row],[Total Cost ($/yr)]]))>0,(COUNT(Optimization1[$/lb TSS ])+1-_xlfn.RANK.EQ(Optimization1[[#This Row],[$/lb TSS ]],Optimization1[$/lb TSS ],0)-_xlfn.RANK.EQ(Optimization1[[#This Row],[$/lb TSS ]],Optimization1[$/lb TSS ],1))/2>0),1,0)),0)","v":0},{"$f":"IFERROR(Optimization1[[#This Row],[TN Rank]]*$C$34+Optimization1[[#This Row],[TP Rank]]*$C$35,0)","v":0},{"$f":"IF($A$34=\"TN\",Optimization1[[#This Row],[TN Rank]],IF($A$34=\"TP\",Optimization1[[#This Row],[TP Rank]],IF($A$34=\"TN & TP\",Optimization1[[#This Row],[TN & TP Rank]],Optimization1[[#This Row],[TSS Rank]])))+IF(Priority[BMP Type]=Optimization1[[#This Row],[Practice]],0.5,0)","v":0},{"$f":"IF(Optimization1[[#This Row],[Selected Ranking]]>0,1,0)","v":0},{"$f":"Optimization1[[#This Row],[Total Cost ($/yr)]]/_xlfn.AGGREGATE(9,7,Optimization1[Total Cost ($/yr)])","v":{"$error":"#DIV/0!"}},{"$f":"IF(IFERROR(SUMIFS('Scenario Setup'!$Q$50:$Q$170,'Scenario Setup'!$C$50:$C$170,Optimization1[[#This Row],[Practice]])+SUMIFS('Scenario Setup'!$Q$50:$Q$170,'Scenario Setup'!$B$50:$B$170,Optimization1[[#This Row],[Practice]]),0)<0,0,IFERROR(SUMIFS('Scenario Setup'!$Q$50:$Q$170,'Scenario Setup'!$C$50:$C$170,Optimization1[[#This Row],[Practice]])+SUMIFS('Scenario Setup'!$Q$50:$Q$170,'Scenario Setup'!$B$50:$B$170,Optimization1[[#This Row],[Practice]]),0))","v":0},{"$f":"IF(IFERROR(SUMIFS('Scenario Setup'!$R$50:$R$170,'Scenario Setup'!$C$50:$C$170,Optimization1[[#This Row],[Practice]])+SUMIFS('Scenario Setup'!$R$50:$R$170,'Scenario Setup'!$B$50:$B$170,Optimization1[[#This Row],[Practice]]),0)<0,0,IFERROR(SUMIFS('Scenario Setup'!$R$50:$R$170,'Scenario Setup'!$C$50:$C$170,Optimization1[[#This Row],[Practice]])+SUMIFS('Scenario Setup'!$R$50:$R$170,'Scenario Setup'!$B$50:$B$170,Optimization1[[#This Row],[Practice]]),0))","v":0},{"$f":"IF(IFERROR(SUMIFS('Scenario Setup'!$S$50:$S$170,'Scenario Setup'!$C$50:$C$170,Optimization1[[#This Row],[Practice]])+SUMIFS('Scenario Setup'!$S$50:$S$170,'Scenario Setup'!$B$50:$B$170,Optimization1[[#This Row],[Practice]]),0)<0,0,IFERROR(SUMIFS('Scenario Setup'!$S$50:$S$170,'Scenario Setup'!$C$50:$C$170,Optimization1[[#This Row],[Practice]])+SUMIFS('Scenario Setup'!$S$50:$S$170,'Scenario Setup'!$B$50:$B$170,Optimization1[[#This Row],[Practice]]),0))","v":0},{"$f":"IFERROR(SUMIFS('Scenario Setup'!$V$50:$V$170,'Scenario Setup'!$C$50:$C$170,Optimization1[[#This Row],[Practice]])+SUMIFS('Scenario Setup'!$V$50:$V$170,'Scenario Setup'!$B$50:$B$170,Optimization1[[#This Row],[Practice]]),0)","v":0}]
["Rain Garden",{"$f":"IFERROR(Optimization1[[#This Row],[Resulting Runoff Equivalent Impervious Area to Treat (acres) or Units to Treat (calc)]]*(Optimization1[[#This Row],[Original Units]]/Optimization1[[#This Row],[Runoff Equivalent Impervious Area Treated (acres) or Units Treated]]),0)","v":0},{"$f":"IFERROR(Optimization1[[#This Row],[TN (lbs/yr reduced)]]/Optimization1[[#This Row],[Runoff Equivalent Impervious Area Treated (acres) or Units Treated]]*Optimization1[[#This Row],[Resulting Runoff Equivalent Impervious Area to Treat (acres) or Units to Treat (calc)]],0)","v":0},{"$f":"IFERROR(Optimization1[[#This Row],[TP (lbs/yr reduced)]]/Optimization1[[#This Row],[Runoff Equivalent Impervious Area Treated (acres) or Units Treated]]*Optimization1[[#This Row],[Resulting Runoff Equivalent Impervious Area to Treat (acres) or Units to Treat (calc)]],0)","v":0},{"$f":"IFERROR(Optimization1[[#This Row],[TSS (lbs/yr reduced)]]/Optimization1[[#This Row],[Runoff Equivalent Impervious Area Treated (acres) or Units Treated]]*Optimization1[[#This Row],[Resulting Runoff Equivalent Impervious Area to Treat (acres) or Units to Treat (calc)]],0)","v":0},{"$f":"IFERROR(Optimization1[[#This Row],[Total Cost ($/yr)]]/Optimization1[[#This Row],[Runoff Equivalent Impervious Area Treated (acres) or Units Treated]]*Optimization1[[#This Row],[Resulting Runoff Equivalent Impervious Area to Treat (acres) or Units to Treat (calc)]],0)","v":0},{"$f":"IFERROR(Optimization1[[#This Row],[Total Cost ($/yr)]]/Optimization1[[#This Row],[TN (lbs/yr reduced)]],\"\")","v":""},{"$f":"IFERROR(Optimization1[[#This Row],[Total Cost ($/yr)]]/Optimization1[[#This Row],[TP (lbs/yr reduced)]],\"\")","v":""},{"$f":"IFERROR(Optimization1[[#This Row],[Total Cost ($/yr)]]/Optimization1[[#This Row],[TSS (lbs/yr reduced)]],\"\")","v":""},{"$f":"SUMIFS(IF($A$34=\"TN\",Optimization1[TN (lbs/yr reduced)],IF($A$34=\"TP\",Optimization1[TP (lbs/yr reduced)],IF($A$34=\"TN & TP\",Optimization1[TN (lbs/yr reduced)],Optimization1[TSS (lbs/yr reduced)]))),Optimization1[Selected Ranking],\">0\",Optimization1[Selected Ranking],\"<\"&Optimization1[[#This Row],[Selected Ranking]])","v":0},{"$f":"IF(Optimization1[[#This Row],[Reductions from Less Expensive or Higher Priority Practices (lbs)]]>=$A$36,0,IF(IF($A$34=\"TN\",Optimization1[[#This Row],[TN (lbs/yr reduced)]],IF($A$34=\"TP\",Optimization1[[#This Row],[TP (lbs/yr reduced)]],IF($A$34=\"TN & TP\",Optimization1[[#This Row],[TN (lbs/yr reduced)]],Optimization1[[#This Row],[TSS (lbs/yr reduced)]])))+Optimization1[[#This Row],[Reductions from Less Expensive or Higher Priority Practices (lbs)]]>$A$36,$A$36-Optimization1[[#This Row],[Reductions from Less Expensive or Higher Priority Practices (lbs)]],IF($A$34=\"TN\",Optimization1[[#This Row],[TN (lbs/yr reduced)]],IF($A$34=\"TP\",Optimization1[[#This Row],[TP (lbs/yr reduced)]],IF($A$34=\"TN & TP\",Optimization1[[#This Row],[TN (lbs/yr reduced)]],Optimization1[[#This Row],[TSS (lbs/yr reduced)]])))))","v":0},{"$f":"IFERROR(Optimization1[[#This Row],[Runoff Equivalent Impervious Area Treated (acres) or Units Treated]]/IF($A$34=\"TN\",Optimization1[[#This Row],[TN (lbs/yr reduced)]],IF($A$34=\"TP\",Optimization1[[#This Row],[TP (lbs/yr reduced)]],IF($A$34=\"TN & TP\",IF(Optimization1[[#This Row],[TN (lbs/yr reduced)]]=0,Optimization1[[#This Row],[TP (lbs/yr reduced)]],Optimization1[[#This Row],[TN (lbs/yr reduced)]]),Optimization1[[#This Row],[TSS (lbs/yr reduced)]])))*IF(AND($A$34=\"TN & TP\",Optimization1[[#This Row],[TN (lbs/yr reduced)]]=0),Optimization1[[#This Row],[TP (lbs/yr reduced)]],Optimization1[[#This Row],[Available Reduction (lbs)]]),0)","v":0},{"$f":"SUMIFS('Scenario Setup'!$I$50:$I$170,'Scenario Setup'!$C$50:$C$170,Optimization1[[#This Row],[Practice]])+SUMIFS('Scenario Setup'!$I$50:$I$170,'Scenario Setup'!$B$50:$B$170,Optimization1[[#This Row],[Practice]])","v":0},{"$f":"SUMIFS('Scenario Setup'!$E$50:$E$170,'Scenario Setup'!$C$50:$C$170,Optimization1[[#This Row],[Practice]])+SUMIFS('Scenario Setup'!$E$50:$E$170,'Scenario Setup'!$B$50:$B$170,Optimization1[[#This Row],[Practice]])","v":0},{"$f":"IFERROR(IF(Optimization1[[#This Row],[Total Cost ($/yr)]]=0,NA(),_xlfn.RANK.EQ(Optimization1[[#This Row],[$/lb TN]],Optimization1[$/lb TN],1)+IF(AND(SUMPRODUCT(--(Optimization1[$/lb TN]=Optimization1[[#This Row],[$/lb TN]]),--(Optimization1[Total Cost ($/yr)]>Optimization1[[#This Row],[Total Cost ($/yr)]]))>0,(COUNT(Optimization1[$/lb TN])+1-_xlfn.RANK.EQ(Optimization1[[#This Row],[$/lb TN]],Optimization1[$/lb TN],0)-_xlfn.RANK.EQ(Optimization1[[#This Row],[$/lb TN]],Optimization1[$/lb TN],1))/2>0),1,0)),0)","v":0},{"$f":"IFERROR(IF(Optimization1[[#This Row],[Total Cost ($/yr)]]=0,NA(),_xlfn.RANK.EQ(Optimization1[[#This Row],[$/lb TP ]],Optimization1[$/lb TP ],1)+IF(AND(SUMPRODUCT(--(Optimization1[$/lb TP ]=Optimization1[[#This Row],[$/lb TP ]]),--(Optimization1[Total Cost ($/yr)]>Optimization1[[#This Row],[Total Cost ($/yr)]]))>0,(COUNT(Optimization1[$/lb TP ])+1-_xlfn.RANK.EQ(Optimization1[[#This Row],[$/lb TP ]],Optimization1[$/lb TP ],0)-_xlfn.RANK.EQ(Optimization1[[#This Row],[$/lb TP ]],Optimization1[$/lb TP ],1))/2>0),1,0)),0)","v":0},{"$f":"IFERROR(IF(Optimization1[[#This Row],[Total Cost ($/yr)]]=0,NA(),_xlfn.RANK.EQ(Optimization1[[#This Row],[$/lb TSS ]],Optimization1[$/lb TSS ],1)+IF(AND(SUMPRODUCT(--(Optimization1[$/lb TSS ]=Optimization1[[#This Row],[$/lb TSS ]]),--(Optimization1[Total Cost ($/yr)]>Optimization1[[#This Row],[Total Cost ($/yr)]]))>0,(COUNT(Optimization1[$/lb TSS ])+1-_xlfn.RANK.EQ(Optimization1[[#This Row],[$/lb TSS ]],Optimization1[$/lb TSS ],0)-_xlfn.RANK.EQ(Optimization1[[#This Row],[$/lb TSS ]],Optimization1[$/lb TSS ],1))/2>0),1,0)),0)","v":0},{"$f":"IFERROR(Optimization1[[#This Row],[TN Rank]]*$C$34+Optimization1[[#This Row],[TP Rank]]*$C$35,0)","v":0},{"$f":"IF($A$34=\"TN\",Optimization1[[#This Row],[TN Rank]],IF($A$34=\"TP\",Optimization1[[#This Row],[TP Rank]],IF($A$34=\"TN & TP\",Optimization1[[#This Row],[TN & TP Rank]],Optimization1[[#This Row],[TSS Rank]])))+IF(Priority[BMP Type]=Optimization1[[#This Row],[Practice]],0.5,0)","v":0},{"$f":"IF(Optimization1[[#This Row],[Selected Ranking]]>0,1,0)","v":0},{"$f":"Optimization1[[#This Row],[Total Cost ($/yr)]]/_xlfn.AGGREGATE(9,7,Optimization1[Total Cost ($/yr)])","v":{"$error":"#DIV/0!"}},{"$f":"IF(IFERROR(SUMIFS('Scenario Setup'!$Q$50:$Q$170,'Scenario Setup'!$C$50:$C$170,Optimization1[[#This Row],[Practice]])+SUMIFS('Scenario Setup'!$Q$50:$Q$170,'Scenario Setup'!$B$50:$B$170,Optimization1[[#This Row],[Practice]]),0)<0,0,IFERROR(SUMIFS('Scenario Setup'!$Q$50:$Q$170,'Scenario Setup'!$C$50:$C$170,Optimization1[[#This Row],[Practice]])+SUMIFS('Scenario Setup'!$Q$50:$Q$170,'Scenario Setup'!$B$50:$B$170,Optimization1[[#This Row],[Practice]]),0))","v":0},{"$f":"IF(IFERROR(SUMIFS('Scenario Setup'!$R$50:$R$170,'Scenario Setup'!$C$50:$C$170,Optimization1[[#This Row],[Practice]])+SUMIFS('Scenario Setup'!$R$50:$R$170,'Scenario Setup'!$B$50:$B$170,Optimization1[[#This Row],[Practice]]),0)<0,0,IFERROR(SUMIFS('Scenario Setup'!$R$50:$R$170,'Scenario Setup'!$C$50:$C$170,Optimization1[[#This Row],[Practice]])+SUMIFS('Scenario Setup'!$R$50:$R$170,'Scenario Setup'!$B$50:$B$170,Optimization1[[#This Row],[Practice]]),0))","v":0},{"$f":"IF(IFERROR(SUMIFS('Scenario Setup'!$S$50:$S$170,'Scenario Setup'!$C$50:$C$170,Optimization1[[#This Row],[Practice]])+SUMIFS('Scenario Setup'!$S$50:$S$170,'Scenario Setup'!$B$50:$B$170,Optimization1[[#This Row],[Practice]]),0)<0,0,IFERROR(SUMIFS('Scenario Setup'!$S$50:$S$170,'Scenario Setup'!$C$50:$C$170,Optimization1[[#This Row],[Practice]])+SUMIFS('Scenario Setup'!$S$50:$S$170,'Scenario Setup'!$B$50:$B$170,Optimization1[[#This Row],[Practice]]),0))","v":0},{"$f":"IFERROR(SUMIFS('Scenario Setup'!$V$50:$V$170,'Scenario Setup'!$C$50:$C$170,Optimization1[[#This Row],[Practice]])+SUMIFS('Scenario Setup'!$V$50:$V$170,'Scenario Setup'!$B$50:$B$170,Optimization1[[#This Row],[Practice]]),0)","v":0}]
["Wet Ponds",{"$f":"IFERROR(Optimization1[[#This Row],[Resulting Runoff Equivalent Impervious Area to Treat (acres) or Units to Treat (calc)]]*(Optimization1[[#This Row],[Original Units]]/Optimization1[[#This Row],[Runoff Equivalent Impervious Area Treated (acres) or Units Treated]]),0)","v":0},{"$f":"IFERROR(Optimization1[[#This Row],[TN (lbs/yr reduced)]]/Optimization1[[#This Row],[Runoff Equivalent Impervious Area Treated (acres) or Units Treated]]*Optimization1[[#This Row],[Resulting Runoff Equivalent Impervious Area to Treat (acres) or Units to Treat (calc)]],0)","v":0},{"$f":"IFERROR(Optimization1[[#This Row],[TP (lbs/yr reduced)]]/Optimization1[[#This Row],[Runoff Equivalent Impervious Area Treated (acres) or Units Treated]]*Optimization1[[#This Row],[Resulting Runoff Equivalent Impervious Area to Treat (acres) or Units to Treat (calc)]],0)","v":0},{"$f":"IFERROR(Optimization1[[#This Row],[TSS (lbs/yr reduced)]]/Optimization1[[#This Row],[Runoff Equivalent Impervious Area Treated (acres) or Units Treated]]*Optimization1[[#This Row],[Resulting Runoff Equivalent Impervious Area to Treat (acres) or Units to Treat (calc)]],0)","v":0},{"$f":"IFERROR(Optimization1[[#This Row],[Total Cost ($/yr)]]/Optimization1[[#This Row],[Runoff Equivalent Impervious Area Treated (acres) or Units Treated]]*Optimization1[[#This Row],[Resulting Runoff Equivalent Impervious Area to Treat (acres) or Units to Treat (calc)]],0)","v":0},{"$f":"IFERROR(Optimization1[[#This Row],[Total Cost ($/yr)]]/Optimization1[[#This Row],[TN (lbs/yr reduced)]],\"\")","v":""},{"$f":"IFERROR(Optimization1[[#This Row],[Total Cost ($/yr)]]/Optimization1[[#This Row],[TP (lbs/yr reduced)]],\"\")","v":""},{"$f":"IFERROR(Optimization1[[#This Row],[Total Cost ($/yr)]]/Optimization1[[#This Row],[TSS (lbs/yr reduced)]],\"\")","v":""},{"$f":"SUMIFS(IF($A$34=\"TN\",Optimization1[TN (lbs/yr reduced)],IF($A$34=\"TP\",Optimization1[TP (lbs/yr reduced)],IF($A$34=\"TN & TP\",Optimization1[TN (lbs/yr reduced)],Optimization1[TSS (lbs/yr reduced)]))),Optimization1[Selected Ranking],\">0\",Optimization1[Selected Ranking],\"<\"&Optimization1[[#This Row],[Selected Ranking]])","v":0},{"$f":"IF(Optimization1[[#This Row],[Reductions from Less Expensive or Higher Priority Practices (lbs)]]>=$A$36,0,IF(IF($A$34=\"TN\",Optimization1[[#This Row],[TN (lbs/yr reduced)]],IF($A$34=\"TP\",Optimization1[[#This Row],[TP (lbs/yr reduced)]],IF($A$34=\"TN & TP\",Optimization1[[#This Row],[TN (lbs/yr reduced)]],Optimization1[[#This Row],[TSS (lbs/yr reduced)]])))+Optimization1[[#This Row],[Reductions from Less Expensive or Higher Priority Practices (lbs)]]>$A$36,$A$36-Optimization1[[#This Row],[Reductions from Less Expensive or Higher Priority Practices (lbs)]],IF($A$34=\"TN\",Optimization1[[#This Row],[TN (lbs/yr reduced)]],IF($A$34=\"TP\",Optimization1[[#This Row],[TP (lbs/yr reduced)]],IF($A$34=\"TN & TP\",Optimization1[[#This Row],[TN (lbs/yr reduced)]],Optimization1[[#This Row],[TSS (lbs/yr reduced)]])))))","v":0},{"$f":"IFERROR(Optimization1[[#This Row],[Runoff Equivalent Impervious Area Treated (acres) or Units Treated]]/IF($A$34=\"TN\",Optimization1[[#This Row],[TN (lbs/yr reduced)]],IF($A$34=\"TP\",Optimization1[[#This Row],[TP (lbs/yr reduced)]],IF($A$34=\"TN & TP\",IF(Optimization1[[#This Row],[TN (lbs/yr reduced)]]=0,Optimization1[[#This Row],[TP (lbs/yr reduced)]],Optimization1[[#This Row],[TN (lbs/yr reduced)]]),Optimization1[[#This Row],[TSS (lbs/yr reduced)]])))*IF(AND($A$34=\"TN & TP\",Optimization1[[#This Row],[TN (lbs/yr reduced)]]=0),Optimization1[[#This Row],[TP (lbs/yr reduced)]],Optimization1[[#This Row],[Available Reduction (lbs)]]),0)","v":0},{"$f":"SUMIFS('Scenario Setup'!$I$50:$I$170,'Scenario Setup'!$C$50:$C$170,Optimization1[[#This Row],[Practice]])+SUMIFS('Scenario Setup'!$I$50:$I$170,'Scenario Setup'!$B$50:$B$170,Optimization1[[#This Row],[Practice]])","v":0},{"$f":"SUMIFS('Scenario Setup'!$E$50:$E$170,'Scenario Setup'!$C$50:$C$170,Optimization1[[#This Row],[Practice]])+SUMIFS('Scenario Setup'!$E$50:$E$170,'Scenario Setup'!$B$50:$B$170,Optimization1[[#This Row],[Practice]])","v":0},{"$f":"IFERROR(IF(Optimization1[[#This Row],[Total Cost ($/yr)]]=0,NA(),_xlfn.RANK.EQ(Optimization1[[#This Row],[$/lb TN]],Optimization1[$/lb TN],1)+IF(AND(SUMPRODUCT(--(Optimization1[$/lb TN]=Optimization1[[#This Row],[$/lb TN]]),--(Optimization1[Total Cost ($/yr)]>Optimization1[[#This Row],[Total Cost ($/yr)]]))>0,(COUNT(Optimization1[$/lb TN])+1-_xlfn.RANK.EQ(Optimization1[[#This Row],[$/lb TN]],Optimization1[$/lb TN],0)-_xlfn.RANK.EQ(Optimization1[[#This Row],[$/lb TN]],Optimization1[$/lb TN],1))/2>0),1,0)),0)","v":0},{"$f":"IFERROR(IF(Optimization1[[#This Row],[Total Cost ($/yr)]]=0,NA(),_xlfn.RANK.EQ(Optimization1[[#This Row],[$/lb TP ]],Optimization1[$/lb TP ],1)+IF(AND(SUMPRODUCT(--(Optimization1[$/lb TP ]=Optimization1[[#This Row],[$/lb TP ]]),--(Optimization1[Total Cost ($/yr)]>Optimization1[[#This Row],[Total Cost ($/yr)]]))>0,(COUNT(Optimization1[$/lb TP ])+1-_xlfn.RANK.EQ(Optimization1[[#This Row],[$/lb TP ]],Optimization1[$/lb TP ],0)-_xlfn.RANK.EQ(Optimization1[[#This Row],[$/lb TP ]],Optimization1[$/lb TP ],1))/2>0),1,0)),0)","v":0},{"$f":"IFERROR(IF(Optimization1[[#This Row],[Total Cost ($/yr)]]=0,NA(),_xlfn.RANK.EQ(Optimization1[[#This Row],[$/lb TSS ]],Optimization1[$/lb TSS ],1)+IF(AND(SUMPRODUCT(--(Optimization1[$/lb TSS ]=Optimization1[[#This Row],[$/lb TSS ]]),--(Optimization1[Total Cost ($/yr)]>Optimization1[[#This Row],[Total Cost ($/yr)]]))>0,(COUNT(Optimization1[$/lb TSS ])+1-_xlfn.RANK.EQ(Optimization1[[#This Row],[$/lb TSS ]],Optimization1[$/lb TSS ],0)-_xlfn.RANK.EQ(Optimization1[[#This Row],[$/lb TSS ]],Optimization1[$/lb TSS ],1))/2>0),1,0)),0)","v":0},{"$f":"IFERROR(Optimization1[[#This Row],[TN Rank]]*$C$34+Optimization1[[#This Row],[TP Rank]]*$C$35,0)","v":0},{"$f":"IF($A$34=\"TN\",Optimization1[[#This Row],[TN Rank]],IF($A$34=\"TP\",Optimization1[[#This Row],[TP Rank]],IF($A$34=\"TN & TP\",Optimization1[[#This Row],[TN & TP Rank]],Optimization1[[#This Row],[TSS Rank]])))+IF(Priority[BMP Type]=Optimization1[[#This Row],[Practice]],0.5,0)","v":0},{"$f":"IF(Optimization1[[#This Row],[Selected Ranking]]>0,1,0)","v":0},{"$f":"Optimization1[[#This Row],[Total Cost ($/yr)]]/_xlfn.AGGREGATE(9,7,Optimization1[Total Cost ($/yr)])","v":{"$error":"#DIV/0!"}},{"$f":"IF(IFERROR(SUMIFS('Scenario Setup'!$Q$50:$Q$170,'Scenario Setup'!$C$50:$C$170,Optimization1[[#This Row],[Practice]])+SUMIFS('Scenario Setup'!$Q$50:$Q$170,'Scenario Setup'!$B$50:$B$170,Optimization1[[#This Row],[Practice]]),0)<0,0,IFERROR(SUMIFS('Scenario Setup'!$Q$50:$Q$170,'Scenario Setup'!$C$50:$C$170,Optimization1[[#This Row],[Practice]])+SUMIFS('Scenario Setup'!$Q$50:$Q$170,'Scenario Setup'!$B$50:$B$170,Optimization1[[#This Row],[Practice]]),0))","v":0},{"$f":"IF(IFERROR(SUMIFS('Scenario Setup'!$R$50:$R$170,'Scenario Setup'!$C$50:$C$170,Optimization1[[#This Row],[Practice]])+SUMIFS('Scenario Setup'!$R$50:$R$170,'Scenario Setup'!$B$50:$B$170,Optimization1[[#This Row],[Practice]]),0)<0,0,IFERROR(SUMIFS('Scenario Setup'!$R$50:$R$170,'Scenario Setup'!$C$50:$C$170,Optimization1[[#This Row],[Practice]])+SUMIFS('Scenario Setup'!$R$50:$R$170,'Scenario Setup'!$B$50:$B$170,Optimization1[[#This Row],[Practice]]),0))","v":0},{"$f":"IF(IFERROR(SUMIFS('Scenario Setup'!$S$50:$S$170,'Scenario Setup'!$C$50:$C$170,Optimization1[[#This Row],[Practice]])+SUMIFS('Scenario Setup'!$S$50:$S$170,'Scenario Setup'!$B$50:$B$170,Optimization1[[#This Row],[Practice]]),0)<0,0,IFERROR(SUMIFS('Scenario Setup'!$S$50:$S$170,'Scenario Setup'!$C$50:$C$170,Optimization1[[#This Row],[Practice]])+SUMIFS('Scenario Setup'!$S$50:$S$170,'Scenario Setup'!$B$50:$B$170,Optimization1[[#This Row],[Practice]]),0))","v":0},{"$f":"IFERROR(SUMIFS('Scenario Setup'!$V$50:$V$170,'Scenario Setup'!$C$50:$C$170,Optimization1[[#This Row],[Practice]])+SUMIFS('Scenario Setup'!$V$50:$V$170,'Scenario Setup'!$B$50:$B$170,Optimization1[[#This Row],[Practice]]),0)","v":0}]
["Constructed Wetlands",{"$f":"IFERROR(Optimization1[[#This Row],[Resulting Runoff Equivalent Impervious Area to Treat (acres) or Units to Treat (calc)]]*(Optimization1[[#This Row],[Original Units]]/Optimization1[[#This Row],[Runoff Equivalent Impervious Area Treated (acres) or Units Treated]]),0)","v":0},{"$f":"IFERROR(Optimization1[[#This Row],[TN (lbs/yr reduced)]]/Optimization1[[#This Row],[Runoff Equivalent Impervious Area Treated (acres) or Units Treated]]*Optimization1[[#This Row],[Resulting Runoff Equivalent Impervious Area to Treat (acres) or Units to Treat (calc)]],0)","v":0},{"$f":"IFERROR(Optimization1[[#This Row],[TP (lbs/yr reduced)]]/Optimization1[[#This Row],[Runoff Equivalent Impervious Area Treated (acres) or Units Treated]]*Optimization1[[#This Row],[Resulting Runoff Equivalent Impervious Area to Treat (acres) or Units to Treat (calc)]],0)","v":0},{"$f":"IFERROR(Optimization1[[#This Row],[TSS (lbs/yr reduced)]]/Optimization1[[#This Row],[Runoff Equivalent Impervious Area Treated (acres) or Units Treated]]*Optimization1[[#This Row],[Resulting Runoff Equivalent Impervious Area to Treat (acres) or Units to Treat (calc)]],0)","v":0},{"$f":"IFERROR(Optimization1[[#This Row],[Total Cost ($/yr)]]/Optimization1[[#This Row],[Runoff Equivalent Impervious Area Treated (acres) or Units Treated]]*Optimization1[[#This Row],[Resulting Runoff Equivalent Impervious Area to Treat (acres) or Units to Treat (calc)]],0)","v":0},{"$f":"IFERROR(Optimization1[[#This Row],[Total Cost ($/yr)]]/Optimization1[[#This Row],[TN (lbs/yr reduced)]],\"\")","v":""},{"$f":"IFERROR(Optimization1[[#This Row],[Total Cost ($/yr)]]/Optimization1[[#This Row],[TP (lbs/yr reduced)]],\"\")","v":""},{"$f":"IFERROR(Optimization1[[#This Row],[Total Cost ($/yr)]]/Optimization1[[#This Row],[TSS (lbs/yr reduced)]],\"\")","v":""},{"$f":"SUMIFS(IF($A$34=\"TN\",Optimization1[TN (lbs/yr reduced)],IF($A$34=\"TP\",Optimization1[TP (lbs/yr reduced)],IF($A$34=\"TN & TP\",Optimization1[TN (lbs/yr reduced)],Optimization1[TSS (lbs/yr reduced)]))),Optimization1[Selected Ranking],\">0\",Optimization1[Selected Ranking],\"<\"&Optimization1[[#This Row],[Selected Ranking]])","v":0},{"$f":"IF(Optimization1[[#This Row],[Reductions from Less Expensive or Higher Priority Practices (lbs)]]>=$A$36,0,IF(IF($A$34=\"TN\",Optimization1[[#This Row],[TN (lbs/yr reduced)]],IF($A$34=\"TP\",Optimization1[[#This Row],[TP (lbs/yr reduced)]],IF($A$34=\"TN & TP\",Optimization1[[#This Row],[TN (lbs/yr reduced)]],Optimization1[[#This Row],[TSS (lbs/yr reduced)]])))+Optimization1[[#This Row],[Reductions from Less Expensive or Higher Priority Practices (lbs)]]>$A$36,$A$36-Optimization1[[#This Row],[Reductions from Less Expensive or Higher Priority Practices (lbs)]],IF($A$34=\"TN\",Optimization1[[#This Row],[TN (lbs/yr reduced)]],IF($A$34=\"TP\",Optimization1[[#This Row],[TP (lbs/yr reduced)]],IF($A$34=\"TN & TP\",Optimization1[[#This Row],[TN (lbs/yr reduced)]],Optimization1[[#This Row],[TSS (lbs/yr reduced)]])))))","v":0},{"$f":"IFERROR(Optimization1[[#This Row],[Runoff Equivalent Impervious Area Treated (acres) or Units Treated]]/IF($A$34=\"TN\",Optimization1[[#This Row],[TN (lbs/yr reduced)]],IF($A$34=\"TP\",Optimization1[[#This Row],[TP (lbs/yr reduced)]],IF($A$34=\"TN & TP\",IF(Optimization1[[#This Row],[TN (lbs/yr reduced)]]=0,Optimization1[[#This Row],[TP (lbs/yr reduced)]],Optimization1[[#This Row],[TN (lbs/yr reduced)]]),Optimization1[[#This Row],[TSS (lbs/yr reduced)]])))*IF(AND($A$34=\"TN & TP\",Optimization1[[#This Row],[TN (lbs/yr reduced)]]=0),Optimization1[[#This Row],[TP (lbs/yr reduced)]],Optimization1[[#This Row],[Available Reduction (lbs)]]),0)","v":0},{"$f":"SUMIFS('Scenario Setup'!$I$50:$I$170,'Scenario Setup'!$C$50:$C$170,Optimization1[[#This Row],[Practice]])+SUMIFS('Scenario Setup'!$I$50:$I$170,'Scenario Setup'!$B$50:$B$170,Optimization1[[#This Row],[Practice]])","v":0},{"$f":"SUMIFS('Scenario Setup'!$E$50:$E$170,'Scenario Setup'!$C$50:$C$170,Optimization1[[#This Row],[Practice]])+SUMIFS('Scenario Setup'!$E$50:$E$170,'Scenario Setup'!$B$50:$B$170,Optimization1[[#This Row],[Practice]])","v":0},{"$f":"IFERROR(IF(Optimization1[[#This Row],[Total Cost ($/yr)]]=0,NA(),_xlfn.RANK.EQ(Optimization1[[#This Row],[$/lb TN]],Optimization1[$/lb TN],1)+IF(AND(SUMPRODUCT(--(Optimization1[$/lb TN]=Optimization1[[#This Row],[$/lb TN]]),--(Optimization1[Total Cost ($/yr)]>Optimization1[[#This Row],[Total Cost ($/yr)]]))>0,(COUNT(Optimization1[$/lb TN])+1-_xlfn.RANK.EQ(Optimization1[[#This Row],[$/lb TN]],Optimization1[$/lb TN],0)-_xlfn.RANK.EQ(Optimization1[[#This Row],[$/lb TN]],Optimization1[$/lb TN],1))/2>0),1,0)),0)","v":0},{"$f":"IFERROR(IF(Optimization1[[#This Row],[Total Cost ($/yr)]]=0,NA(),_xlfn.RANK.EQ(Optimization1[[#This Row],[$/lb TP ]],Optimization1[$/lb TP ],1)+IF(AND(SUMPRODUCT(--(Optimization1[$/lb TP ]=Optimization1[[#This Row],[$/lb TP ]]),--(Optimization1[Total Cost ($/yr)]>Optimization1[[#This Row],[Total Cost ($/yr)]]))>0,(COUNT(Optimization1[$/lb TP ])+1-_xlfn.RANK.EQ(Optimization1[[#This Row],[$/lb TP ]],Optimization1[$/lb TP ],0)-_xlfn.RANK.EQ(Optimization1[[#This Row],[$/lb TP ]],Optimization1[$/lb TP ],1))/2>0),1,0)),0)","v":0},{"$f":"IFERROR(IF(Optimization1[[#This Row],[Total Cost ($/yr)]]=0,NA(),_xlfn.RANK.EQ(Optimization1[[#This Row],[$/lb TSS ]],Optimization1[$/lb TSS ],1)+IF(AND(SUMPRODUCT(--(Optimization1[$/lb TSS ]=Optimization1[[#This Row],[$/lb TSS ]]),--(Optimization1[Total Cost ($/yr)]>Optimization1[[#This Row],[Total Cost ($/yr)]]))>0,(COUNT(Optimization1[$/lb TSS ])+1-_xlfn.RANK.EQ(Optimization1[[#This Row],[$/lb TSS ]],Optimization1[$/lb TSS ],0)-_xlfn.RANK.EQ(Optimization1[[#This Row],[$/lb TSS ]],Optimization1[$/lb TSS ],1))/2>0),1,0)),0)","v":0},{"$f":"IFERROR(Optimization1[[#This Row],[TN Rank]]*$C$34+Optimization1[[#This Row],[TP Rank]]*$C$35,0)","v":0},{"$f":"IF($A$34=\"TN\",Optimization1[[#This Row],[TN Rank]],IF($A$34=\"TP\",Optimization1[[#This Row],[TP Rank]],IF($A$34=\"TN & TP\",Optimization1[[#This Row],[TN & TP Rank]],Optimization1[[#This Row],[TSS Rank]])))+IF(Priority[BMP Type]=Optimization1[[#This Row],[Practice]],0.5,0)","v":0},{"$f":"IF(Optimization1[[#This Row],[Selected Ranking]]>0,1,0)","v":0},{"$f":"Optimization1[[#This Row],[Total Cost ($/yr)]]/_xlfn.AGGREGATE(9,7,Optimization1[Total Cost ($/yr)])","v":{"$error":"#DIV/0!"}},{"$f":"IF(IFERROR(SUMIFS('Scenario Setup'!$Q$50:$Q$170,'Scenario Setup'!$C$50:$C$170,Optimization1[[#This Row],[Practice]])+SUMIFS('Scenario Setup'!$Q$50:$Q$170,'Scenario Setup'!$B$50:$B$170,Optimization1[[#This Row],[Practice]]),0)<0,0,IFERROR(SUMIFS('Scenario Setup'!$Q$50:$Q$170,'Scenario Setup'!$C$50:$C$170,Optimization1[[#This Row],[Practice]])+SUMIFS('Scenario Setup'!$Q$50:$Q$170,'Scenario Setup'!$B$50:$B$170,Optimization1[[#This Row],[Practice]]),0))","v":0},{"$f":"IF(IFERROR(SUMIFS('Scenario Setup'!$R$50:$R$170,'Scenario Setup'!$C$50:$C$170,Optimization1[[#This Row],[Practice]])+SUMIFS('Scenario Setup'!$R$50:$R$170,'Scenario Setup'!$B$50:$B$170,Optimization1[[#This Row],[Practice]]),0)<0,0,IFERROR(SUMIFS('Scenario Setup'!$R$50:$R$170,'Scenario Setup'!$C$50:$C$170,Optimization1[[#This Row],[Practice]])+SUMIFS('Scenario Setup'!$R$50:$R$170,'Scenario Setup'!$B$50:$B$170,Optimization1[[#This Row],[Practice]]),0))","v":0},{"$f":"IF(IFERROR(SUMIFS('Scenario Setup'!$S$50:$S$170,'Scenario Setup'!$C$50:$C$170,Optimization1[[#This Row],[Practice]])+SUMIFS('Scenario Setup'!$S$50:$S$170,'Scenario Setup'!$B$50:$B$170,Optimization1[[#This Row],[Practice]]),0)<0,0,IFERROR(SUMIFS('Scenario Setup'!$S$50:$S$170,'Scenario Setup'!$C$50:$C$170,Optimization1[[#This Row],[Practice]])+SUMIFS('Scenario Setup'!$S$50:$S$170,'Scenario Setup'!$B$50:$B$170,Optimization1[[#This Row],[Practice]]),0))","v":0},{"$f":"IFERROR(SUMIFS('Scenario Setup'!$V$50:$V$170,'Scenario Setup'!$C$50:$C$170,Optimization1[[#This Row],[Practice]])+SUMIFS('Scenario Setup'!$V$50:$V$170,'Scenario Setup'!$B$50:$B$170,Optimization1[[#This Row],[Practice]]),0)","v":0}]
["Ditch Enhancement",{"$f":"IFERROR(Optimization1[[#This Row],[Resulting Runoff Equivalent Impervious Area to Treat (acres) or Units to Treat (calc)]]*(Optimization1[[#This Row],[Original Units]]/Optimization1[[#This Row],[Runoff Equivalent Impervious Area Treated (acres) or Units Treated]]),0)","v":0},{"$f":"IFERROR(Optimization1[[#This Row],[TN (lbs/yr reduced)]]/Optimization1[[#This Row],[Runoff Equivalent Impervious Area Treated (acres) or Units Treated]]*Optimization1[[#This Row],[Resulting Runoff Equivalent Impervious Area to Treat (acres) or Units to Treat (calc)]],0)","v":0},{"$f":"IFERROR(Optimization1[[#This Row],[TP (lbs/yr reduced)]]/Optimization1[[#This Row],[Runoff Equivalent Impervious Area Treated (acres) or Units Treated]]*Optimization1[[#This Row],[Resulting Runoff Equivalent Impervious Area to Treat (acres) or Units to Treat (calc)]],0)","v":0},{"$f":"IFERROR(Optimization1[[#This Row],[TSS (lbs/yr reduced)]]/Optimization1[[#This Row],[Runoff Equivalent Impervious Area Treated (acres) or Units Treated]]*Optimization1[[#This Row],[Resulting Runoff Equivalent Impervious Area to Treat (acres) or Units to Treat (calc)]],0)","v":0},{"$f":"IFERROR(Optimization1[[#This Row],[Total Cost ($/yr)]]/Optimization1[[#This Row],[Runoff Equivalent Impervious Area Treated (acres) or Units Treated]]*Optimization1[[#This Row],[Resulting Runoff Equivalent Impervious Area to Treat (acres) or Units to Treat (calc)]],0)","v":0},{"$f":"IFERROR(Optimization1[[#This Row],[Total Cost ($/yr)]]/Optimization1[[#This Row],[TN (lbs/yr reduced)]],\"\")","v":""},{"$f":"IFERROR(Optimization1[[#This Row],[Total Cost ($/yr)]]/Optimization1[[#This Row],[TP (lbs/yr reduced)]],\"\")","v":""},{"$f":"IFERROR(Optimization1[[#This Row],[Total Cost ($/yr)]]/Optimization1[[#This Row],[TSS (lbs/yr reduced)]],\"\")","v":""},{"$f":"SUMIFS(IF($A$34=\"TN\",Optimization1[TN (lbs/yr reduced)],IF($A$34=\"TP\",Optimization1[TP (lbs/yr reduced)],IF($A$34=\"TN & TP\",Optimization1[TN (lbs/yr reduced)],Optimization1[TSS (lbs/yr reduced)]))),Optimization1[Selected Ranking],\">0\",Optimization1[Selected Ranking],\"<\"&Optimization1[[#This Row],[Selected Ranking]])","v":0},{"$f":"IF(Optimization1[[#This Row],[Reductions from Less Expensive or Higher Priority Practices (lbs)]]>=$A$36,0,IF(IF($A$34=\"TN\",Optimization1[[#This Row],[TN (lbs/yr reduced)]],IF($A$34=\"TP\",Optimization1[[#This Row],[TP (lbs/yr reduced)]],IF($A$34=\"TN & TP\",Optimization1[[#This Row],[TN (lbs/yr reduced)]],Optimization1[[#This Row],[TSS (lbs/yr reduced)]])))+Optimization1[[#This Row],[Reductions from Less Expensive or Higher Priority Practices (lbs)]]>$A$36,$A$36-Optimization1[[#This Row],[Reductions from Less Expensive or Higher Priority Practices (lbs)]],IF($A$34=\"TN\",Optimization1[[#This Row],[TN (lbs/yr reduced)]],IF($A$34=\"TP\",Optimization1[[#This Row],[TP (lbs/yr reduced)]],IF($A$34=\"TN & TP\",Optimization1[[#This Row],[TN (lbs/yr reduced)]],Optimization1[[#This Row],[TSS (lbs/yr reduced)]])))))","v":0},{"$f":"IFERROR(Optimization1[[#This Row],[Runoff Equivalent Impervious Area Treated (acres) or Units Treated]]/IF($A$34=\"TN\",Optimization1[[#This Row],[TN (lbs/yr reduced)]],IF($A$34=\"TP\",Optimization1[[#This Row],[TP (lbs/yr reduced)]],IF($A$34=\"TN & TP\",IF(Optimization1[[#This Row],[TN (lbs/yr reduced)]]=0,Optimization1[[#This Row],[TP (lbs/yr reduced)]],Optimization1[[#This Row],[TN (lbs/yr reduced)]]),Optimization1[[#This Row],[TSS (lbs/yr reduced)]])))*IF(AND($A$34=\"TN & TP\",Optimization1[[#This Row],[TN (lbs/yr reduced)]]=0),Optimization1[[#This Row],[TP (lbs/yr reduced)]],Optimization1[[#This Row],[Available Reduction (lbs)]]),0)","v":0},{"$f":"SUMIFS('Scenario Setup'!$I$50:$I$170,'Scenario Setup'!$C$50:$C$170,Optimization1[[#This Row],[Practice]])+SUMIFS('Scenario Setup'!$I$50:$I$170,'Scenario Setup'!$B$50:$B$170,Optimization1[[#This Row],[Practice]])","v":0},{"$f":"SUMIFS('Scenario Setup'!$E$50:$E$170,'Scenario Setup'!$C$50:$C$170,Optimization1[[#This Row],[Practice]])+SUMIFS('Scenario Setup'!$E$50:$E$170,'Scenario Setup'!$B$50:$B$170,Optimization1[[#This Row],[Practice]])","v":0},{"$f":"IFERROR(IF(Optimization1[[#This Row],[Total Cost ($/yr)]]=0,NA(),_xlfn.RANK.EQ(Optimization1[[#This Row],[$/lb TN]],Optimization1[$/lb TN],1)+IF(AND(SUMPRODUCT(--(Optimization1[$/lb TN]=Optimization1[[#This Row],[$/lb TN]]),--(Optimization1[Total Cost ($/yr)]>Optimization1[[#This Row],[Total Cost ($/yr)]]))>0,(COUNT(Optimization1[$/lb TN])+1-_xlfn.RANK.EQ(Optimization1[[#This Row],[$/lb TN]],Optimization1[$/lb TN],0)-_xlfn.RANK.EQ(Optimization1[[#This Row],[$/lb TN]],Optimization1[$/lb TN],1))/2>0),1,0)),0)","v":0},{"$f":"IFERROR(IF(Optimization1[[#This Row],[Total Cost ($/yr)]]=0,NA(),_xlfn.RANK.EQ(Optimization1[[#This Row],[$/lb TP ]],Optimization1[$/lb TP ],1)+IF(AND(SUMPRODUCT(--(Optimization1[$/lb TP ]=Optimization1[[#This Row],[$/lb TP ]]),--(Optimization1[Total Cost ($/yr)]>Optimization1[[#This Row],[Total Cost ($/yr)]]))>0,(COUNT(Optimization1[$/lb TP ])+1-_xlfn.RANK.EQ(Optimization1[[#This Row],[$/lb TP ]],Optimization1[$/lb TP ],0)-_xlfn.RANK.EQ(Optimization1[[#This Row],[$/lb TP ]],Optimization1[$/lb TP ],1))/2>0),1,0)),0)","v":0},{"$f":"IFERROR(IF(Optimization1[[#This Row],[Total Cost ($/yr)]]=0,NA(),_xlfn.RANK.EQ(Optimization1[[#This Row],[$/lb TSS ]],Optimization1[$/lb TSS ],1)+IF(AND(SUMPRODUCT(--(Optimization1[$/lb TSS ]=Optimization1[[#This Row],[$/lb TSS ]]),--(Optimization1[Total Cost ($/yr)]>Optimization1[[#This Row],[Total Cost ($/yr)]]))>0,(COUNT(Optimization1[$/lb TSS ])+1-_xlfn.RANK.EQ(Optimization1[[#This Row],[$/lb TSS ]],Optimization1[$/lb TSS ],0)-_xlfn.RANK.EQ(Optimization1[[#This Row],[$/lb TSS ]],Optimization1[$/lb TSS ],1))/2>0),1,0)),0)","v":0},{"$f":"IFERROR(Optimization1[[#This Row],[TN Rank]]*$C$34+Optimization1[[#This Row],[TP Rank]]*$C$35,0)","v":0},{"$f":"IF($A$34=\"TN\",Optimization1[[#This Row],[TN Rank]],IF($A$34=\"TP\",Optimization1[[#This Row],[TP Rank]],IF($A$34=\"TN & TP\",Optimization1[[#This Row],[TN & TP Rank]],Optimization1[[#This Row],[TSS Rank]])))+IF(Priority[BMP Type]=Optimization1[[#This Row],[Practice]],0.5,0)","v":0},{"$f":"IF(Optimization1[[#This Row],[Selected Ranking]]>0,1,0)","v":0},{"$f":"Optimization1[[#This Row],[Total Cost ($/yr)]]/_xlfn.AGGREGATE(9,7,Optimization1[Total Cost ($/yr)])","v":{"$error":"#DIV/0!"}},{"$f":"IF(IFERROR(SUMIFS('Scenario Setup'!$Q$50:$Q$170,'Scenario Setup'!$C$50:$C$170,Optimization1[[#This Row],[Practice]])+SUMIFS('Scenario Setup'!$Q$50:$Q$170,'Scenario Setup'!$B$50:$B$170,Optimization1[[#This Row],[Practice]]),0)<0,0,IFERROR(SUMIFS('Scenario Setup'!$Q$50:$Q$170,'Scenario Setup'!$C$50:$C$170,Optimization1[[#This Row],[Practice]])+SUMIFS('Scenario Setup'!$Q$50:$Q$170,'Scenario Setup'!$B$50:$B$170,Optimization1[[#This Row],[Practice]]),0))","v":0},{"$f":"IF(IFERROR(SUMIFS('Scenario Setup'!$R$50:$R$170,'Scenario Setup'!$C$50:$C$170,Optimization1[[#This Row],[Practice]])+SUMIFS('Scenario Setup'!$R$50:$R$170,'Scenario Setup'!$B$50:$B$170,Optimization1[[#This Row],[Practice]]),0)<0,0,IFERROR(SUMIFS('Scenario Setup'!$R$50:$R$170,'Scenario Setup'!$C$50:$C$170,Optimization1[[#This Row],[Practice]])+SUMIFS('Scenario Setup'!$R$50:$R$170,'Scenario Setup'!$B$50:$B$170,Optimization1[[#This Row],[Practice]]),0))","v":0},{"$f":"IF(IFERROR(SUMIFS('Scenario Setup'!$S$50:$S$170,'Scenario Setup'!$C$50:$C$170,Optimization1[[#This Row],[Practice]])+SUMIFS('Scenario Setup'!$S$50:$S$170,'Scenario Setup'!$B$50:$B$170,Optimization1[[#This Row],[Practice]]),0)<0,0,IFERROR(SUMIFS('Scenario Setup'!$S$50:$S$170,'Scenario Setup'!$C$50:$C$170,Optimization1[[#This Row],[Practice]])+SUMIFS('Scenario Setup'!$S$50:$S$170,'Scenario Setup'!$B$50:$B$170,Optimization1[[#This Row],[Practice]]),0))","v":0},{"$f":"IFERROR(SUMIFS('Scenario Setup'!$V$50:$V$170,'Scenario Setup'!$C$50:$C$170,Optimization1[[#This Row],[Practice]])+SUMIFS('Scenario Setup'!$V$50:$V$170,'Scenario Setup'!$B$50:$B$170,Optimization1[[#This Row],[Practice]]),0)","v":0}]
["Dry Swale/Bioswale",{"$f":"IFERROR(Optimization1[[#This Row],[Resulting Runoff Equivalent Impervious Area to Treat (acres) or Units to Treat (calc)]]*(Optimization1[[#This Row],[Original Units]]/Optimization1[[#This Row],[Runoff Equivalent Impervious Area Treated (acres) or Units Treated]]),0)","v":0},{"$f":"IFERROR(Optimization1[[#This Row],[TN (lbs/yr reduced)]]/Optimization1[[#This Row],[Runoff Equivalent Impervious Area Treated (acres) or Units Treated]]*Optimization1[[#This Row],[Resulting Runoff Equivalent Impervious Area to Treat (acres) or Units to Treat (calc)]],0)","v":0},{"$f":"IFERROR(Optimization1[[#This Row],[TP (lbs/yr reduced)]]/Optimization1[[#This Row],[Runoff Equivalent Impervious Area Treated (acres) or Units Treated]]*Optimization1[[#This Row],[Resulting Runoff Equivalent Impervious Area to Treat (acres) or Units to Treat (calc)]],0)","v":0},{"$f":"IFERROR(Optimization1[[#This Row],[TSS (lbs/yr reduced)]]/Optimization1[[#This Row],[Runoff Equivalent Impervious Area Treated (acres) or Units Treated]]*Optimization1[[#This Row],[Resulting Runoff Equivalent Impervious Area to Treat (acres) or Units to Treat (calc)]],0)","v":0},{"$f":"IFERROR(Optimization1[[#This Row],[Total Cost ($/yr)]]/Optimization1[[#This Row],[Runoff Equivalent Impervious Area Treated (acres) or Units Treated]]*Optimization1[[#This Row],[Resulting Runoff Equivalent Impervious Area to Treat (acres) or Units to Treat (calc)]],0)","v":0},{"$f":"IFERROR(Optimization1[[#This Row],[Total Cost ($/yr)]]/Optimization1[[#This Row],[TN (lbs/yr reduced)]],\"\")","v":""},{"$f":"IFERROR(Optimization1[[#This Row],[Total Cost ($/yr)]]/Optimization1[[#This Row],[TP (lbs/yr reduced)]],\"\")","v":""},{"$f":"IFERROR(Optimization1[[#This Row],[Total Cost ($/yr)]]/Optimization1[[#This Row],[TSS (lbs/yr reduced)]],\"\")","v":""},{"$f":"SUMIFS(IF($A$34=\"TN\",Optimization1[TN (lbs/yr reduced)],IF($A$34=\"TP\",Optimization1[TP (lbs/yr reduced)],IF($A$34=\"TN & TP\",Optimization1[TN (lbs/yr reduced)],Optimization1[TSS (lbs/yr reduced)]))),Optimization1[Selected Ranking],\">0\",Optimization1[Selected Ranking],\"<\"&Optimization1[[#This Row],[Selected Ranking]])","v":0},{"$f":"IF(Optimization1[[#This Row],[Reductions from Less Expensive or Higher Priority Practices (lbs)]]>=$A$36,0,IF(IF($A$34=\"TN\",Optimization1[[#This Row],[TN (lbs/yr reduced)]],IF($A$34=\"TP\",Optimization1[[#This Row],[TP (lbs/yr reduced)]],IF($A$34=\"TN & TP\",Optimization1[[#This Row],[TN (lbs/yr reduced)]],Optimization1[[#This Row],[TSS (lbs/yr reduced)]])))+Optimization1[[#This Row],[Reductions from Less Expensive or Higher Priority Practices (lbs)]]>$A$36,$A$36-Optimization1[[#This Row],[Reductions from Less Expensive or Higher Priority Practices (lbs)]],IF($A$34=\"TN\",Optimization1[[#This Row],[TN (lbs/yr reduced)]],IF($A$34=\"TP\",Optimization1[[#This Row],[TP (lbs/yr reduced)]],IF($A$34=\"TN & TP\",Optimization1[[#This Row],[TN (lbs/yr reduced)]],Optimization1[[#This Row],[TSS (lbs/yr reduced)]])))))","v":0},{"$f":"IFERROR(Optimization1[[#This Row],[Runoff Equivalent Impervious Area Treated (acres) or Units Treated]]/IF($A$34=\"TN\",Optimization1[[#This Row],[TN (lbs/yr reduced)]],IF($A$34=\"TP\",Optimization1[[#This Row],[TP (lbs/yr reduced)]],IF($A$34=\"TN & TP\",IF(Optimization1[[#This Row],[TN (lbs/yr reduced)]]=0,Optimization1[[#This Row],[TP (lbs/yr reduced)]],Optimization1[[#This Row],[TN (lbs/yr reduced)]]),Optimization1[[#This Row],[TSS (lbs/yr reduced)]])))*IF(AND($A$34=\"TN & TP\",Optimization1[[#This Row],[TN (lbs/yr reduced)]]=0),Optimization1[[#This Row],[TP (lbs/yr reduced)]],Optimization1[[#This Row],[Available Reduction (lbs)]]),0)","v":0},{"$f":"SUMIFS('Scenario Setup'!$I$50:$I$170,'Scenario Setup'!$C$50:$C$170,Optimization1[[#This Row],[Practice]])+SUMIFS('Scenario Setup'!$I$50:$I$170,'Scenario Setup'!$B$50:$B$170,Optimization1[[#This Row],[Practice]])","v":0},{"$f":"SUMIFS('Scenario Setup'!$E$50:$E$170,'Scenario Setup'!$C$50:$C$170,Optimization1[[#This Row],[Practice]])+SUMIFS('Scenario Setup'!$E$50:$E$170,'Scenario Setup'!$B$50:$B$170,Optimization1[[#This Row],[Practice]])","v":0},{"$f":"IFERROR(IF(Optimization1[[#This Row],[Total Cost ($/yr)]]=0,NA(),_xlfn.RANK.EQ(Optimization1[[#This Row],[$/lb TN]],Optimization1[$/lb TN],1)+IF(AND(SUMPRODUCT(--(Optimization1[$/lb TN]=Optimization1[[#This Row],[$/lb TN]]),--(Optimization1[Total Cost ($/yr)]>Optimization1[[#This Row],[Total Cost ($/yr)]]))>0,(COUNT(Optimization1[$/lb TN])+1-_xlfn.RANK.EQ(Optimization1[[#This Row],[$/lb TN]],Optimization1[$/lb TN],0)-_xlfn.RANK.EQ(Optimization1[[#This Row],[$/lb TN]],Optimization1[$/lb TN],1))/2>0),1,0)),0)","v":0},{"$f":"IFERROR(IF(Optimization1[[#This Row],[Total Cost ($/yr)]]=0,NA(),_xlfn.RANK.EQ(Optimization1[[#This Row],[$/lb TP ]],Optimization1[$/lb TP ],1)+IF(AND(SUMPRODUCT(--(Optimization1[$/lb TP ]=Optimization1[[#This Row],[$/lb TP ]]),--(Optimization1[Total Cost ($/yr)]>Optimization1[[#This Row],[Total Cost ($/yr)]]))>0,(COUNT(Optimization1[$/lb TP ])+1-_xlfn.RANK.EQ(Optimization1[[#This Row],[$/lb TP ]],Optimization1[$/lb TP ],0)-_xlfn.RANK.EQ(Optimization1[[#This Row],[$/lb TP ]],Optimization1[$/lb TP ],1))/2>0),1,0)),0)","v":0},{"$f":"IFERROR(IF(Optimization1[[#This Row],[Total Cost ($/yr)]]=0,NA(),_xlfn.RANK.EQ(Optimization1[[#This Row],[$/lb TSS ]],Optimization1[$/lb TSS ],1)+IF(AND(SUMPRODUCT(--(Optimization1[$/lb TSS ]=Optimization1[[#This Row],[$/lb TSS ]]),--(Optimization1[Total Cost ($/yr)]>Optimization1[[#This Row],[Total Cost ($/yr)]]))>0,(COUNT(Optimization1[$/lb TSS ])+1-_xlfn.RANK.EQ(Optimization1[[#This Row],[$/lb TSS ]],Optimization1[$/lb TSS ],0)-_xlfn.RANK.EQ(Optimization1[[#This Row],[$/lb TSS ]],Optimization1[$/lb TSS ],1))/2>0),1,0)),0)","v":0},{"$f":"IFERROR(Optimization1[[#This Row],[TN Rank]]*$C$34+Optimization1[[#This Row],[TP Rank]]*$C$35,0)","v":0},{"$f":"IF($A$34=\"TN\",Optimization1[[#This Row],[TN Rank]],IF($A$34=\"TP\",Optimization1[[#This Row],[TP Rank]],IF($A$34=\"TN & TP\",Optimization1[[#This Row],[TN & TP Rank]],Optimization1[[#This Row],[TSS Rank]])))+IF(Priority[BMP Type]=Optimization1[[#This Row],[Practice]],0.5,0)","v":0},{"$f":"IF(Optimization1[[#This Row],[Selected Ranking]]>0,1,0)","v":0},{"$f":"Optimization1[[#This Row],[Total Cost ($/yr)]]/_xlfn.AGGREGATE(9,7,Optimization1[Total Cost ($/yr)])","v":{"$error":"#DIV/0!"}},{"$f":"IF(IFERROR(SUMIFS('Scenario Setup'!$Q$50:$Q$170,'Scenario Setup'!$C$50:$C$170,Optimization1[[#This Row],[Practice]])+SUMIFS('Scenario Setup'!$Q$50:$Q$170,'Scenario Setup'!$B$50:$B$170,Optimization1[[#This Row],[Practice]]),0)<0,0,IFERROR(SUMIFS('Scenario Setup'!$Q$50:$Q$170,'Scenario Setup'!$C$50:$C$170,Optimization1[[#This Row],[Practice]])+SUMIFS('Scenario Setup'!$Q$50:$Q$170,'Scenario Setup'!$B$50:$B$170,Optimization1[[#This Row],[Practice]]),0))","v":0},{"$f":"IF(IFERROR(SUMIFS('Scenario Setup'!$R$50:$R$170,'Scenario Setup'!$C$50:$C$170,Optimization1[[#This Row],[Practice]])+SUMIFS('Scenario Setup'!$R$50:$R$170,'Scenario Setup'!$B$50:$B$170,Optimization1[[#This Row],[Practice]]),0)<0,0,IFERROR(SUMIFS('Scenario Setup'!$R$50:$R$170,'Scenario Setup'!$C$50:$C$170,Optimization1[[#This Row],[Practice]])+SUMIFS('Scenario Setup'!$R$50:$R$170,'Scenario Setup'!$B$50:$B$170,Optimization1[[#This Row],[Practice]]),0))","v":0},{"$f":"IF(IFERROR(SUMIFS('Scenario Setup'!$S$50:$S$170,'Scenario Setup'!$C$50:$C$170,Optimization1[[#This Row],[Practice]])+SUMIFS('Scenario Setup'!$S$50:$S$170,'Scenario Setup'!$B$50:$B$170,Optimization1[[#This Row],[Practice]]),0)<0,0,IFERROR(SUMIFS('Scenario Setup'!$S$50:$S$170,'Scenario Setup'!$C$50:$C$170,Optimization1[[#This Row],[Practice]])+SUMIFS('Scenario Setup'!$S$50:$S$170,'Scenario Setup'!$B$50:$B$170,Optimization1[[#This Row],[Practice]]),0))","v":0},{"$f":"IFERROR(SUMIFS('Scenario Setup'!$V$50:$V$170,'Scenario Setup'!$C$50:$C$170,Optimization1[[#This Row],[Practice]])+SUMIFS('Scenario Setup'!$V$50:$V$170,'Scenario Setup'!$B$50:$B$170,Optimization1[[#This Row],[Practice]]),0)","v":0}]
["Wet Swale",{"$f":"IFERROR(Optimization1[[#This Row],[Resulting Runoff Equivalent Impervious Area to Treat (acres) or Units to Treat (calc)]]*(Optimization1[[#This Row],[Original Units]]/Optimization1[[#This Row],[Runoff Equivalent Impervious Area Treated (acres) or Units Treated]]),0)","v":0},{"$f":"IFERROR(Optimization1[[#This Row],[TN (lbs/yr reduced)]]/Optimization1[[#This Row],[Runoff Equivalent Impervious Area Treated (acres) or Units Treated]]*Optimization1[[#This Row],[Resulting Runoff Equivalent Impervious Area to Treat (acres) or Units to Treat (calc)]],0)","v":0},{"$f":"IFERROR(Optimization1[[#This Row],[TP (lbs/yr reduced)]]/Optimization1[[#This Row],[Runoff Equivalent Impervious Area Treated (acres) or Units Treated]]*Optimization1[[#This Row],[Resulting Runoff Equivalent Impervious Area to Treat (acres) or Units to Treat (calc)]],0)","v":0},{"$f":"IFERROR(Optimization1[[#This Row],[TSS (lbs/yr reduced)]]/Optimization1[[#This Row],[Runoff Equivalent Impervious Area Treated (acres) or Units Treated]]*Optimization1[[#This Row],[Resulting Runoff Equivalent Impervious Area to Treat (acres) or Units to Treat (calc)]],0)","v":0},{"$f":"IFERROR(Optimization1[[#This Row],[Total Cost ($/yr)]]/Optimization1[[#This Row],[Runoff Equivalent Impervious Area Treated (acres) or Units Treated]]*Optimization1[[#This Row],[Resulting Runoff Equivalent Impervious Area to Treat (acres) or Units to Treat (calc)]],0)","v":0},{"$f":"IFERROR(Optimization1[[#This Row],[Total Cost ($/yr)]]/Optimization1[[#This Row],[TN (lbs/yr reduced)]],\"\")","v":""},{"$f":"IFERROR(Optimization1[[#This Row],[Total Cost ($/yr)]]/Optimization1[[#This Row],[TP (lbs/yr reduced)]],\"\")","v":""},{"$f":"IFERROR(Optimization1[[#This Row],[Total Cost ($/yr)]]/Optimization1[[#This Row],[TSS (lbs/yr reduced)]],\"\")","v":""},{"$f":"SUMIFS(IF($A$34=\"TN\",Optimization1[TN (lbs/yr reduced)],IF($A$34=\"TP\",Optimization1[TP (lbs/yr reduced)],IF($A$34=\"TN & TP\",Optimization1[TN (lbs/yr reduced)],Optimization1[TSS (lbs/yr reduced)]))),Optimization1[Selected Ranking],\">0\",Optimization1[Selected Ranking],\"<\"&Optimization1[[#This Row],[Selected Ranking]])","v":0},{"$f":"IF(Optimization1[[#This Row],[Reductions from Less Expensive or Higher Priority Practices (lbs)]]>=$A$36,0,IF(IF($A$34=\"TN\",Optimization1[[#This Row],[TN (lbs/yr reduced)]],IF($A$34=\"TP\",Optimization1[[#This Row],[TP (lbs/yr reduced)]],IF($A$34=\"TN & TP\",Optimization1[[#This Row],[TN (lbs/yr reduced)]],Optimization1[[#This Row],[TSS (lbs/yr reduced)]])))+Optimization1[[#This Row],[Reductions from Less Expensive or Higher Priority Practices (lbs)]]>$A$36,$A$36-Optimization1[[#This Row],[Reductions from Less Expensive or Higher Priority Practices (lbs)]],IF($A$34=\"TN\",Optimization1[[#This Row],[TN (lbs/yr reduced)]],IF($A$34=\"TP\",Optimization1[[#This Row],[TP (lbs/yr reduced)]],IF($A$34=\"TN & TP\",Optimization1[[#This Row],[TN (lbs/yr reduced)]],Optimization1[[#This Row],[TSS (lbs/yr reduced)]])))))","v":0},{"$f":"IFERROR(Optimization1[[#This Row],[Runoff Equivalent Impervious Area Treated (acres) or Units Treated]]/IF($A$34=\"TN\",Optimization1[[#This Row],[TN (lbs/yr reduced)]],IF($A$34=\"TP\",Optimization1[[#This Row],[TP (lbs/yr reduced)]],IF($A$34=\"TN & TP\",IF(Optimization1[[#This Row],[TN (lbs/yr reduced)]]=0,Optimization1[[#This Row],[TP (lbs/yr reduced)]],Optimization1[[#This Row],[TN (lbs/yr reduced)]]),Optimization1[[#This Row],[TSS (lbs/yr reduced)]])))*IF(AND($A$34=\"TN & TP\",Optimization1[[#This Row],[TN (lbs/yr reduced)]]=0),Optimization1[[#This Row],[TP (lbs/yr reduced)]],Optimization1[[#This Row],[Available Reduction (lbs)]]),0)","v":0},{"$f":"SUMIFS('Scenario Setup'!$I$50:$I$170,'Scenario Setup'!$C$50:$C$170,Optimization1[[#This Row],[Practice]])+SUMIFS('Scenario Setup'!$I$50:$I$170,'Scenario Setup'!$B$50:$B$170,Optimization1[[#This Row],[Practice]])","v":0},{"$f":"SUMIFS('Scenario Setup'!$E$50:$E$170,'Scenario Setup'!$C$50:$C$170,Optimization1[[#This Row],[Practice]])+SUMIFS('Scenario Setup'!$E$50:$E$170,'Scenario Setup'!$B$50:$B$170,Optimization1[[#This Row],[Practice]])","v":0},{"$f":"IFERROR(IF(Optimization1[[#This Row],[Total Cost ($/yr)]]=0,NA(),_xlfn.RANK.EQ(Optimization1[[#This Row],[$/lb TN]],Optimization1[$/lb TN],1)+IF(AND(SUMPRODUCT(--(Optimization1[$/lb TN]=Optimization1[[#This Row],[$/lb TN]]),--(Optimization1[Total Cost ($/yr)]>Optimization1[[#This Row],[Total Cost ($/yr)]]))>0,(COUNT(Optimization1[$/lb TN])+1-_xlfn.RANK.EQ(Optimization1[[#This Row],[$/lb TN]],Optimization1[$/lb TN],0)-_xlfn.RANK.EQ(Optimization1[[#This Row],[$/lb TN]],Optimization1[$/lb TN],1))/2>0),1,0)),0)","v":0},{"$f":"IFERROR(IF(Optimization1[[#This Row],[Total Cost ($/yr)]]=0,NA(),_xlfn.RANK.EQ(Optimization1[[#This Row],[$/lb TP ]],Optimization1[$/lb TP ],1)+IF(AND(SUMPRODUCT(--(Optimization1[$/lb TP ]=Optimization1[[#This Row],[$/lb TP ]]),--(Optimization1[Total Cost ($/yr)]>Optimization1[[#This Row],[Total Cost ($/yr)]]))>0,(COUNT(Optimization1[$/lb TP ])+1-_xlfn.RANK.EQ(Optimization1[[#This Row],[$/lb TP ]],Optimization1[$/lb TP ],0)-_xlfn.RANK.EQ(Optimization1[[#This Row],[$/lb TP ]],Optimization1[$/lb TP ],1))/2>0),1,0)),0)","v":0},{"$f":"IFERROR(IF(Optimization1[[#This Row],[Total Cost ($/yr)]]=0,NA(),_xlfn.RANK.EQ(Optimization1[[#This Row],[$/lb TSS ]],Optimization1[$/lb TSS ],1)+IF(AND(SUMPRODUCT(--(Optimization1[$/lb TSS ]=Optimization1[[#This Row],[$/lb TSS ]]),--(Optimization1[Total Cost ($/yr)]>Optimization1[[#This Row],[Total Cost ($/yr)]]))>0,(COUNT(Optimization1[$/lb TSS ])+1-_xlfn.RANK.EQ(Optimization1[[#This Row],[$/lb TSS ]],Optimization1[$/lb TSS ],0)-_xlfn.RANK.EQ(Optimization1[[#This Row],[$/lb TSS ]],Optimization1[$/lb TSS ],1))/2>0),1,0)),0)","v":0},{"$f":"IFERROR(Optimization1[[#This Row],[TN Rank]]*$C$34+Optimization1[[#This Row],[TP Rank]]*$C$35,0)","v":0},{"$f":"IF($A$34=\"TN\",Optimization1[[#This Row],[TN Rank]],IF($A$34=\"TP\",Optimization1[[#This Row],[TP Rank]],IF($A$34=\"TN & TP\",Optimization1[[#This Row],[TN & TP Rank]],Optimization1[[#This Row],[TSS Rank]])))+IF(Priority[BMP Type]=Optimization1[[#This Row],[Practice]],0.5,0)","v":0},{"$f":"IF(Optimization1[[#This Row],[Selected Ranking]]>0,1,0)","v":0},{"$f":"Optimization1[[#This Row],[Total Cost ($/yr)]]/_xlfn.AGGREGATE(9,7,Optimization1[Total Cost ($/yr)])","v":{"$error":"#DIV/0!"}},{"$f":"IF(IFERROR(SUMIFS('Scenario Setup'!$Q$50:$Q$170,'Scenario Setup'!$C$50:$C$170,Optimization1[[#This Row],[Practice]])+SUMIFS('Scenario Setup'!$Q$50:$Q$170,'Scenario Setup'!$B$50:$B$170,Optimization1[[#This Row],[Practice]]),0)<0,0,IFERROR(SUMIFS('Scenario Setup'!$Q$50:$Q$170,'Scenario Setup'!$C$50:$C$170,Optimization1[[#This Row],[Practice]])+SUMIFS('Scenario Setup'!$Q$50:$Q$170,'Scenario Setup'!$B$50:$B$170,Optimization1[[#This Row],[Practice]]),0))","v":0},{"$f":"IF(IFERROR(SUMIFS('Scenario Setup'!$R$50:$R$170,'Scenario Setup'!$C$50:$C$170,Optimization1[[#This Row],[Practice]])+SUMIFS('Scenario Setup'!$R$50:$R$170,'Scenario Setup'!$B$50:$B$170,Optimization1[[#This Row],[Practice]]),0)<0,0,IFERROR(SUMIFS('Scenario Setup'!$R$50:$R$170,'Scenario Setup'!$C$50:$C$170,Optimization1[[#This Row],[Practice]])+SUMIFS('Scenario Setup'!$R$50:$R$170,'Scenario Setup'!$B$50:$B$170,Optimization1[[#This Row],[Practice]]),0))","v":0},{"$f":"IF(IFERROR(SUMIFS('Scenario Setup'!$S$50:$S$170,'Scenario Setup'!$C$50:$C$170,Optimization1[[#This Row],[Practice]])+SUMIFS('Scenario Setup'!$S$50:$S$170,'Scenario Setup'!$B$50:$B$170,Optimization1[[#This Row],[Practice]]),0)<0,0,IFERROR(SUMIFS('Scenario Setup'!$S$50:$S$170,'Scenario Setup'!$C$50:$C$170,Optimization1[[#This Row],[Practice]])+SUMIFS('Scenario Setup'!$S$50:$S$170,'Scenario Setup'!$B$50:$B$170,Optimization1[[#This Row],[Practice]]),0))","v":0},{"$f":"IFERROR(SUMIFS('Scenario Setup'!$V$50:$V$170,'Scenario Setup'!$C$50:$C$170,Optimization1[[#This Row],[Practice]])+SUMIFS('Scenario Setup'!$V$50:$V$170,'Scenario Setup'!$B$50:$B$170,Optimization1[[#This Row],[Practice]]),0)","v":0}]
["Vegetated Open Channels",{"$f":"IFERROR(Optimization1[[#This Row],[Resulting Runoff Equivalent Impervious Area to Treat (acres) or Units to Treat (calc)]]*(Optimization1[[#This Row],[Original Units]]/Optimization1[[#This Row],[Runoff Equivalent Impervious Area Treated (acres) or Units Treated]]),0)","v":0},{"$f":"IFERROR(Optimization1[[#This Row],[TN (lbs/yr reduced)]]/Optimization1[[#This Row],[Runoff Equivalent Impervious Area Treated (acres) or Units Treated]]*Optimization1[[#This Row],[Resulting Runoff Equivalent Impervious Area to Treat (acres) or Units to Treat (calc)]],0)","v":0},{"$f":"IFERROR(Optimization1[[#This Row],[TP (lbs/yr reduced)]]/Optimization1[[#This Row],[Runoff Equivalent Impervious Area Treated (acres) or Units Treated]]*Optimization1[[#This Row],[Resulting Runoff Equivalent Impervious Area to Treat (acres) or Units to Treat (calc)]],0)","v":0},{"$f":"IFERROR(Optimization1[[#This Row],[TSS (lbs/yr reduced)]]/Optimization1[[#This Row],[Runoff Equivalent Impervious Area Treated (acres) or Units Treated]]*Optimization1[[#This Row],[Resulting Runoff Equivalent Impervious Area to Treat (acres) or Units to Treat (calc)]],0)","v":0},{"$f":"IFERROR(Optimization1[[#This Row],[Total Cost ($/yr)]]/Optimization1[[#This Row],[Runoff Equivalent Impervious Area Treated (acres) or Units Treated]]*Optimization1[[#This Row],[Resulting Runoff Equivalent Impervious Area to Treat (acres) or Units to Treat (calc)]],0)","v":0},{"$f":"IFERROR(Optimization1[[#This Row],[Total Cost ($/yr)]]/Optimization1[[#This Row],[TN (lbs/yr reduced)]],\"\")","v":""},{"$f":"IFERROR(Optimization1[[#This Row],[Total Cost ($/yr)]]/Optimization1[[#This Row],[TP (lbs/yr reduced)]],\"\")","v":""},{"$f":"IFERROR(Optimization1[[#This Row],[Total Cost ($/yr)]]/Optimization1[[#This Row],[TSS (lbs/yr reduced)]],\"\")","v":""},{"$f":"SUMIFS(IF($A$34=\"TN\",Optimization1[TN (lbs/yr reduced)],IF($A$34=\"TP\",Optimization1[TP (lbs/yr reduced)],IF($A$34=\"TN & TP\",Optimization1[TN (lbs/yr reduced)],Optimization1[TSS (lbs/yr reduced)]))),Optimization1[Selected Ranking],\">0\",Optimization1[Selected Ranking],\"<\"&Optimization1[[#This Row],[Selected Ranking]])","v":0},{"$f":"IF(Optimization1[[#This Row],[Reductions from Less Expensive or Higher Priority Practices (lbs)]]>=$A$36,0,IF(IF($A$34=\"TN\",Optimization1[[#This Row],[TN (lbs/yr reduced)]],IF($A$34=\"TP\",Optimization1[[#This Row],[TP (lbs/yr reduced)]],IF($A$34=\"TN & TP\",Optimization1[[#This Row],[TN (lbs/yr reduced)]],Optimization1[[#This Row],[TSS (lbs/yr reduced)]])))+Optimization1[[#This Row],[Reductions from Less Expensive or Higher Priority Practices (lbs)]]>$A$36,$A$36-Optimization1[[#This Row],[Reductions from Less Expensive or Higher Priority Practices (lbs)]],IF($A$34=\"TN\",Optimization1[[#This Row],[TN (lbs/yr reduced)]],IF($A$34=\"TP\",Optimization1[[#This Row],[TP (lbs/yr reduced)]],IF($A$34=\"TN & TP\",Optimization1[[#This Row],[TN (lbs/yr reduced)]],Optimization1[[#This Row],[TSS (lbs/yr reduced)]])))))","v":0},{"$f":"IFERROR(Optimization1[[#This Row],[Runoff Equivalent Impervious Area Treated (acres) or Units Treated]]/IF($A$34=\"TN\",Optimization1[[#This Row],[TN (lbs/yr reduced)]],IF($A$34=\"TP\",Optimization1[[#This Row],[TP (lbs/yr reduced)]],IF($A$34=\"TN & TP\",IF(Optimization1[[#This Row],[TN (lbs/yr reduced)]]=0,Optimization1[[#This Row],[TP (lbs/yr reduced)]],Optimization1[[#This Row],[TN (lbs/yr reduced)]]),Optimization1[[#This Row],[TSS (lbs/yr reduced)]])))*IF(AND($A$34=\"TN & TP\",Optimization1[[#This Row],[TN (lbs/yr reduced)]]=0),Optimization1[[#This Row],[TP (lbs/yr reduced)]],Optimization1[[#This Row],[Available Reduction (lbs)]]),0)","v":0},{"$f":"SUMIFS('Scenario Setup'!$I$50:$I$170,'Scenario Setup'!$C$50:$C$170,Optimization1[[#This Row],[Practice]])+SUMIFS('Scenario Setup'!$I$50:$I$170,'Scenario Setup'!$B$50:$B$170,Optimization1[[#This Row],[Practice]])","v":0},{"$f":"SUMIFS('Scenario Setup'!$E$50:$E$170,'Scenario Setup'!$C$50:$C$170,Optimization1[[#This Row],[Practice]])+SUMIFS('Scenario Setup'!$E$50:$E$170,'Scenario Setup'!$B$50:$B$170,Optimization1[[#This Row],[Practice]])","v":0},{"$f":"IFERROR(IF(Optimization1[[#This Row],[Total Cost ($/yr)]]=0,NA(),_xlfn.RANK.EQ(Optimization1[[#This Row],[$/lb TN]],Optimization1[$/lb TN],1)+IF(AND(SUMPRODUCT(--(Optimization1[$/lb TN]=Optimization1[[#This Row],[$/lb TN]]),--(Optimization1[Total Cost ($/yr)]>Optimization1[[#This Row],[Total Cost ($/yr)]]))>0,(COUNT(Optimization1[$/lb TN])+1-_xlfn.RANK.EQ(Optimization1[[#This Row],[$/lb TN]],Optimization1[$/lb TN],0)-_xlfn.RANK.EQ(Optimization1[[#This Row],[$/lb TN]],Optimization1[$/lb TN],1))/2>0),1,0)),0)","v":0},{"$f":"IFERROR(IF(Optimization1[[#This Row],[Total Cost ($/yr)]]=0,NA(),_xlfn.RANK.EQ(Optimization1[[#This Row],[$/lb TP ]],Optimization1[$/lb TP ],1)+IF(AND(SUMPRODUCT(--(Optimization1[$/lb TP ]=Optimization1[[#This Row],[$/lb TP ]]),--(Optimization1[Total Cost ($/yr)]>Optimization1[[#This Row],[Total Cost ($/yr)]]))>0,(COUNT(Optimization1[$/lb TP ])+1-_xlfn.RANK.EQ(Optimization1[[#This Row],[$/lb TP ]],Optimization1[$/lb TP ],0)-_xlfn.RANK.EQ(Optimization1[[#This Row],[$/lb TP ]],Optimization1[$/lb TP ],1))/2>0),1,0)),0)","v":0},{"$f":"IFERROR(IF(Optimization1[[#This Row],[Total Cost ($/yr)]]=0,NA(),_xlfn.RANK.EQ(Optimization1[[#This Row],[$/lb TSS ]],Optimization1[$/lb TSS ],1)+IF(AND(SUMPRODUCT(--(Optimization1[$/lb TSS ]=Optimization1[[#This Row],[$/lb TSS ]]),--(Optimization1[Total Cost ($/yr)]>Optimization1[[#This Row],[Total Cost ($/yr)]]))>0,(COUNT(Optimization1[$/lb TSS ])+1-_xlfn.RANK.EQ(Optimization1[[#This Row],[$/lb TSS ]],Optimization1[$/lb TSS ],0)-_xlfn.RANK.EQ(Optimization1[[#This Row],[$/lb TSS ]],Optimization1[$/lb TSS ],1))/2>0),1,0)),0)","v":0},{"$f":"IFERROR(Optimization1[[#This Row],[TN Rank]]*$C$34+Optimization1[[#This Row],[TP Rank]]*$C$35,0)","v":0},{"$f":"IF($A$34=\"TN\",Optimization1[[#This Row],[TN Rank]],IF($A$34=\"TP\",Optimization1[[#This Row],[TP Rank]],IF($A$34=\"TN & TP\",Optimization1[[#This Row],[TN & TP Rank]],Optimization1[[#This Row],[TSS Rank]])))+IF(Priority[BMP Type]=Optimization1[[#This Row],[Practice]],0.5,0)","v":0},{"$f":"IF(Optimization1[[#This Row],[Selected Ranking]]>0,1,0)","v":0},{"$f":"Optimization1[[#This Row],[Total Cost ($/yr)]]/_xlfn.AGGREGATE(9,7,Optimization1[Total Cost ($/yr)])","v":{"$error":"#DIV/0!"}},{"$f":"IF(IFERROR(SUMIFS('Scenario Setup'!$Q$50:$Q$170,'Scenario Setup'!$C$50:$C$170,Optimization1[[#This Row],[Practice]])+SUMIFS('Scenario Setup'!$Q$50:$Q$170,'Scenario Setup'!$B$50:$B$170,Optimization1[[#This Row],[Practice]]),0)<0,0,IFERROR(SUMIFS('Scenario Setup'!$Q$50:$Q$170,'Scenario Setup'!$C$50:$C$170,Optimization1[[#This Row],[Practice]])+SUMIFS('Scenario Setup'!$Q$50:$Q$170,'Scenario Setup'!$B$50:$B$170,Optimization1[[#This Row],[Practice]]),0))","v":0},{"$f":"IF(IFERROR(SUMIFS('Scenario Setup'!$R$50:$R$170,'Scenario Setup'!$C$50:$C$170,Optimization1[[#This Row],[Practice]])+SUMIFS('Scenario Setup'!$R$50:$R$170,'Scenario Setup'!$B$50:$B$170,Optimization1[[#This Row],[Practice]]),0)<0,0,IFERROR(SUMIFS('Scenario Setup'!$R$50:$R$170,'Scenario Setup'!$C$50:$C$170,Optimization1[[#This Row],[Practice]])+SUMIFS('Scenario Setup'!$R$50:$R$170,'Scenario Setup'!$B$50:$B$170,Optimization1[[#This Row],[Practice]]),0))","v":0},{"$f":"IF(IFERROR(SUMIFS('Scenario Setup'!$S$50:$S$170,'Scenario Setup'!$C$50:$C$170,Optimization1[[#This Row],[Practice]])+SUMIFS('Scenario Setup'!$S$50:$S$170,'Scenario Setup'!$B$50:$B$170,Optimization1[[#This Row],[Practice]]),0)<0,0,IFERROR(SUMIFS('Scenario Setup'!$S$50:$S$170,'Scenario Setup'!$C$50:$C$170,Optimization1[[#This Row],[Practice]])+SUMIFS('Scenario Setup'!$S$50:$S$170,'Scenario Setup'!$B$50:$B$170,Optimization1[[#This Row],[Practice]]),0))","v":0},{"$f":"IFERROR(SUMIFS('Scenario Setup'!$V$50:$V$170,'Scenario Setup'!$C$50:$C$170,Optimization1[[#This Row],[Practice]])+SUMIFS('Scenario Setup'!$V$50:$V$170,'Scenario Setup'!$B$50:$B$170,Optimization1[[#This Row],[Practice]]),0)","v":0}]
["Bioretention",{"$f":"IFERROR(Optimization1[[#This Row],[Resulting Runoff Equivalent Impervious Area to Treat (acres) or Units to Treat (calc)]]*(Optimization1[[#This Row],[Original Units]]/Optimization1[[#This Row],[Runoff Equivalent Impervious Area Treated (acres) or Units Treated]]),0)","v":0},{"$f":"IFERROR(Optimization1[[#This Row],[TN (lbs/yr reduced)]]/Optimization1[[#This Row],[Runoff Equivalent Impervious Area Treated (acres) or Units Treated]]*Optimization1[[#This Row],[Resulting Runoff Equivalent Impervious Area to Treat (acres) or Units to Treat (calc)]],0)","v":0},{"$f":"IFERROR(Optimization1[[#This Row],[TP (lbs/yr reduced)]]/Optimization1[[#This Row],[Runoff Equivalent Impervious Area Treated (acres) or Units Treated]]*Optimization1[[#This Row],[Resulting Runoff Equivalent Impervious Area to Treat (acres) or Units to Treat (calc)]],0)","v":0},{"$f":"IFERROR(Optimization1[[#This Row],[TSS (lbs/yr reduced)]]/Optimization1[[#This Row],[Runoff Equivalent Impervious Area Treated (acres) or Units Treated]]*Optimization1[[#This Row],[Resulting Runoff Equivalent Impervious Area to Treat (acres) or Units to Treat (calc)]],0)","v":0},{"$f":"IFERROR(Optimization1[[#This Row],[Total Cost ($/yr)]]/Optimization1[[#This Row],[Runoff Equivalent Impervious Area Treated (acres) or Units Treated]]*Optimization1[[#This Row],[Resulting Runoff Equivalent Impervious Area to Treat (acres) or Units to Treat (calc)]],0)","v":0},{"$f":"IFERROR(Optimization1[[#This Row],[Total Cost ($/yr)]]/Optimization1[[#This Row],[TN (lbs/yr reduced)]],\"\")","v":""},{"$f":"IFERROR(Optimization1[[#This Row],[Total Cost ($/yr)]]/Optimization1[[#This Row],[TP (lbs/yr reduced)]],\"\")","v":""},{"$f":"IFERROR(Optimization1[[#This Row],[Total Cost ($/yr)]]/Optimization1[[#This Row],[TSS (lbs/yr reduced)]],\"\")","v":""},{"$f":"SUMIFS(IF($A$34=\"TN\",Optimization1[TN (lbs/yr reduced)],IF($A$34=\"TP\",Optimization1[TP (lbs/yr reduced)],IF($A$34=\"TN & TP\",Optimization1[TN (lbs/yr reduced)],Optimization1[TSS (lbs/yr reduced)]))),Optimization1[Selected Ranking],\">0\",Optimization1[Selected Ranking],\"<\"&Optimization1[[#This Row],[Selected Ranking]])","v":0},{"$f":"IF(Optimization1[[#This Row],[Reductions from Less Expensive or Higher Priority Practices (lbs)]]>=$A$36,0,IF(IF($A$34=\"TN\",Optimization1[[#This Row],[TN (lbs/yr reduced)]],IF($A$34=\"TP\",Optimization1[[#This Row],[TP (lbs/yr reduced)]],IF($A$34=\"TN & TP\",Optimization1[[#This Row],[TN (lbs/yr reduced)]],Optimization1[[#This Row],[TSS (lbs/yr reduced)]])))+Optimization1[[#This Row],[Reductions from Less Expensive or Higher Priority Practices (lbs)]]>$A$36,$A$36-Optimization1[[#This Row],[Reductions from Less Expensive or Higher Priority Practices (lbs)]],IF($A$34=\"TN\",Optimization1[[#This Row],[TN (lbs/yr reduced)]],IF($A$34=\"TP\",Optimization1[[#This Row],[TP (lbs/yr reduced)]],IF($A$34=\"TN & TP\",Optimization1[[#This Row],[TN (lbs/yr reduced)]],Optimization1[[#This Row],[TSS (lbs/yr reduced)]])))))","v":0},{"$f":"IFERROR(Optimization1[[#This Row],[Runoff Equivalent Impervious Area Treated (acres) or Units Treated]]/IF($A$34=\"TN\",Optimization1[[#This Row],[TN (lbs/yr reduced)]],IF($A$34=\"TP\",Optimization1[[#This Row],[TP (lbs/yr reduced)]],IF($A$34=\"TN & TP\",IF(Optimization1[[#This Row],[TN (lbs/yr reduced)]]=0,Optimization1[[#This Row],[TP (lbs/yr reduced)]],Optimization1[[#This Row],[TN (lbs/yr reduced)]]),Optimization1[[#This Row],[TSS (lbs/yr reduced)]])))*IF(AND($A$34=\"TN & TP\",Optimization1[[#This Row],[TN (lbs/yr reduced)]]=0),Optimization1[[#This Row],[TP (lbs/yr reduced)]],Optimization1[[#This Row],[Available Reduction (lbs)]]),0)","v":0},{"$f":"SUMIFS('Scenario Setup'!$I$50:$I$170,'Scenario Setup'!$C$50:$C$170,Optimization1[[#This Row],[Practice]])+SUMIFS('Scenario Setup'!$I$50:$I$170,'Scenario Setup'!$B$50:$B$170,Optimization1[[#This Row],[Practice]])","v":0},{"$f":"SUMIFS('Scenario Setup'!$E$50:$E$170,'Scenario Setup'!$C$50:$C$170,Optimization1[[#This Row],[Practice]])+SUMIFS('Scenario Setup'!$E$50:$E$170,'Scenario Setup'!$B$50:$B$170,Optimization1[[#This Row],[Practice]])","v":0},{"$f":"IFERROR(IF(Optimization1[[#This Row],[Total Cost ($/yr)]]=0,NA(),_xlfn.RANK.EQ(Optimization1[[#This Row],[$/lb TN]],Optimization1[$/lb TN],1)+IF(AND(SUMPRODUCT(--(Optimization1[$/lb TN]=Optimization1[[#This Row],[$/lb TN]]),--(Optimization1[Total Cost ($/yr)]>Optimization1[[#This Row],[Total Cost ($/yr)]]))>0,(COUNT(Optimization1[$/lb TN])+1-_xlfn.RANK.EQ(Optimization1[[#This Row],[$/lb TN]],Optimization1[$/lb TN],0)-_xlfn.RANK.EQ(Optimization1[[#This Row],[$/lb TN]],Optimization1[$/lb TN],1))/2>0),1,0)),0)","v":0},{"$f":"IFERROR(IF(Optimization1[[#This Row],[Total Cost ($/yr)]]=0,NA(),_xlfn.RANK.EQ(Optimization1[[#This Row],[$/lb TP ]],Optimization1[$/lb TP ],1)+IF(AND(SUMPRODUCT(--(Optimization1[$/lb TP ]=Optimization1[[#This Row],[$/lb TP ]]),--(Optimization1[Total Cost ($/yr)]>Optimization1[[#This Row],[Total Cost ($/yr)]]))>0,(COUNT(Optimization1[$/lb TP ])+1-_xlfn.RANK.EQ(Optimization1[[#This Row],[$/lb TP ]],Optimization1[$/lb TP ],0)-_xlfn.RANK.EQ(Optimization1[[#This Row],[$/lb TP ]],Optimization1[$/lb TP ],1))/2>0),1,0)),0)","v":0},{"$f":"IFERROR(IF(Optimization1[[#This Row],[Total Cost ($/yr)]]=0,NA(),_xlfn.RANK.EQ(Optimization1[[#This Row],[$/lb TSS ]],Optimization1[$/lb TSS ],1)+IF(AND(SUMPRODUCT(--(Optimization1[$/lb TSS ]=Optimization1[[#This Row],[$/lb TSS ]]),--(Optimization1[Total Cost ($/yr)]>Optimization1[[#This Row],[Total Cost ($/yr)]]))>0,(COUNT(Optimization1[$/lb TSS ])+1-_xlfn.RANK.EQ(Optimization1[[#This Row],[$/lb TSS ]],Optimization1[$/lb TSS ],0)-_xlfn.RANK.EQ(Optimization1[[#This Row],[$/lb TSS ]],Optimization1[$/lb TSS ],1))/2>0),1,0)),0)","v":0},{"$f":"IFERROR(Optimization1[[#This Row],[TN Rank]]*$C$34+Optimization1[[#This Row],[TP Rank]]*$C$35,0)","v":0},{"$f":"IF($A$34=\"TN\",Optimization1[[#This Row],[TN Rank]],IF($A$34=\"TP\",Optimization1[[#This Row],[TP Rank]],IF($A$34=\"TN & TP\",Optimization1[[#This Row],[TN & TP Rank]],Optimization1[[#This Row],[TSS Rank]])))+IF(Priority[BMP Type]=Optimization1[[#This Row],[Practice]],0.5,0)","v":0},{"$f":"IF(Optimization1[[#This Row],[Selected Ranking]]>0,1,0)","v":0},{"$f":"Optimization1[[#This Row],[Total Cost ($/yr)]]/_xlfn.AGGREGATE(9,7,Optimization1[Total Cost ($/yr)])","v":{"$error":"#DIV/0!"}},{"$f":"IF(IFERROR(SUMIFS('Scenario Setup'!$Q$50:$Q$170,'Scenario Setup'!$C$50:$C$170,Optimization1[[#This Row],[Practice]])+SUMIFS('Scenario Setup'!$Q$50:$Q$170,'Scenario Setup'!$B$50:$B$170,Optimization1[[#This Row],[Practice]]),0)<0,0,IFERROR(SUMIFS('Scenario Setup'!$Q$50:$Q$170,'Scenario Setup'!$C$50:$C$170,Optimization1[[#This Row],[Practice]])+SUMIFS('Scenario Setup'!$Q$50:$Q$170,'Scenario Setup'!$B$50:$B$170,Optimization1[[#This Row],[Practice]]),0))","v":0},{"$f":"IF(IFERROR(SUMIFS('Scenario Setup'!$R$50:$R$170,'Scenario Setup'!$C$50:$C$170,Optimization1[[#This Row],[Practice]])+SUMIFS('Scenario Setup'!$R$50:$R$170,'Scenario Setup'!$B$50:$B$170,Optimization1[[#This Row],[Practice]]),0)<0,0,IFERROR(SUMIFS('Scenario Setup'!$R$50:$R$170,'Scenario Setup'!$C$50:$C$170,Optimization1[[#This Row],[Practice]])+SUMIFS('Scenario Setup'!$R$50:$R$170,'Scenario Setup'!$B$50:$B$170,Optimization1[[#This Row],[Practice]]),0))","v":0},{"$f":"IF(IFERROR(SUMIFS('Scenario Setup'!$S$50:$S$170,'Scenario Setup'!$C$50:$C$170,Optimization1[[#This Row],[Practice]])+SUMIFS('Scenario Setup'!$S$50:$S$170,'Scenario Setup'!$B$50:$B$170,Optimization1[[#This Row],[Practice]]),0)<0,0,IFERROR(SUMIFS('Scenario Setup'!$S$50:$S$170,'Scenario Setup'!$C$50:$C$170,Optimization1[[#This Row],[Practice]])+SUMIFS('Scenario Setup'!$S$50:$S$170,'Scenario Setup'!$B$50:$B$170,Optimization1[[#This Row],[Practice]]),0))","v":0},{"$f":"IFERROR(SUMIFS('Scenario Setup'!$V$50:$V$170,'Scenario Setup'!$C$50:$C$170,Optimization1[[#This Row],[Practice]])+SUMIFS('Scenario Setup'!$V$50:$V$170,'Scenario Setup'!$B$50:$B$170,Optimization1[[#This Row],[Practice]]),0)","v":0}]
["Infiltration",{"$f":"IFERROR(Optimization1[[#This Row],[Resulting Runoff Equivalent Impervious Area to Treat (acres) or Units to Treat (calc)]]*(Optimization1[[#This Row],[Original Units]]/Optimization1[[#This Row],[Runoff Equivalent Impervious Area Treated (acres) or Units Treated]]),0)","v":0},{"$f":"IFERROR(Optimization1[[#This Row],[TN (lbs/yr reduced)]]/Optimization1[[#This Row],[Runoff Equivalent Impervious Area Treated (acres) or Units Treated]]*Optimization1[[#This Row],[Resulting Runoff Equivalent Impervious Area to Treat (acres) or Units to Treat (calc)]],0)","v":0},{"$f":"IFERROR(Optimization1[[#This Row],[TP (lbs/yr reduced)]]/Optimization1[[#This Row],[Runoff Equivalent Impervious Area Treated (acres) or Units Treated]]*Optimization1[[#This Row],[Resulting Runoff Equivalent Impervious Area to Treat (acres) or Units to Treat (calc)]],0)","v":0},{"$f":"IFERROR(Optimization1[[#This Row],[TSS (lbs/yr reduced)]]/Optimization1[[#This Row],[Runoff Equivalent Impervious Area Treated (acres) or Units Treated]]*Optimization1[[#This Row],[Resulting Runoff Equivalent Impervious Area to Treat (acres) or Units to Treat (calc)]],0)","v":0},{"$f":"IFERROR(Optimization1[[#This Row],[Total Cost ($/yr)]]/Optimization1[[#This Row],[Runoff Equivalent Impervious Area Treated (acres) or Units Treated]]*Optimization1[[#This Row],[Resulting Runoff Equivalent Impervious Area to Treat (acres) or Units to Treat (calc)]],0)","v":0},{"$f":"IFERROR(Optimization1[[#This Row],[Total Cost ($/yr)]]/Optimization1[[#This Row],[TN (lbs/yr reduced)]],\"\")","v":""},{"$f":"IFERROR(Optimization1[[#This Row],[Total Cost ($/yr)]]/Optimization1[[#This Row],[TP (lbs/yr reduced)]],\"\")","v":""},{"$f":"IFERROR(Optimization1[[#This Row],[Total Cost ($/yr)]]/Optimization1[[#This Row],[TSS (lbs/yr reduced)]],\"\")","v":""},{"$f":"SUMIFS(IF($A$34=\"TN\",Optimization1[TN (lbs/yr reduced)],IF($A$34=\"TP\",Optimization1[TP (lbs/yr reduced)],IF($A$34=\"TN & TP\",Optimization1[TN (lbs/yr reduced)],Optimization1[TSS (lbs/yr reduced)]))),Optimization1[Selected Ranking],\">0\",Optimization1[Selected Ranking],\"<\"&Optimization1[[#This Row],[Selected Ranking]])","v":0},{"$f":"IF(Optimization1[[#This Row],[Reductions from Less Expensive or Higher Priority Practices (lbs)]]>=$A$36,0,IF(IF($A$34=\"TN\",Optimization1[[#This Row],[TN (lbs/yr reduced)]],IF($A$34=\"TP\",Optimization1[[#This Row],[TP (lbs/yr reduced)]],IF($A$34=\"TN & TP\",Optimization1[[#This Row],[TN (lbs/yr reduced)]],Optimization1[[#This Row],[TSS (lbs/yr reduced)]])))+Optimization1[[#This Row],[Reductions from Less Expensive or Higher Priority Practices (lbs)]]>$A$36,$A$36-Optimization1[[#This Row],[Reductions from Less Expensive or Higher Priority Practices (lbs)]],IF($A$34=\"TN\",Optimization1[[#This Row],[TN (lbs/yr reduced)]],IF($A$34=\"TP\",Optimization1[[#This Row],[TP (lbs/yr reduced)]],IF($A$34=\"TN & TP\",Optimization1[[#This Row],[TN (lbs/yr reduced)]],Optimization1[[#This Row],[TSS (lbs/yr reduced)]])))))","v":0},{"$f":"IFERROR(Optimization1[[#This Row],[Runoff Equivalent Impervious Area Treated (acres) or Units Treated]]/IF($A$34=\"TN\",Optimization1[[#This Row],[TN (lbs/yr reduced)]],IF($A$34=\"TP\",Optimization1[[#This Row],[TP (lbs/yr reduced)]],IF($A$34=\"TN & TP\",IF(Optimization1[[#This Row],[TN (lbs/yr reduced)]]=0,Optimization1[[#This Row],[TP (lbs/yr reduced)]],Optimization1[[#This Row],[TN (lbs/yr reduced)]]),Optimization1[[#This Row],[TSS (lbs/yr reduced)]])))*IF(AND($A$34=\"TN & TP\",Optimization1[[#This Row],[TN (lbs/yr reduced)]]=0),Optimization1[[#This Row],[TP (lbs/yr reduced)]],Optimization1[[#This Row],[Available Reduction (lbs)]]),0)","v":0},{"$f":"SUMIFS('Scenario Setup'!$I$50:$I$170,'Scenario Setup'!$C$50:$C$170,Optimization1[[#This Row],[Practice]])+SUMIFS('Scenario Setup'!$I$50:$I$170,'Scenario Setup'!$B$50:$B$170,Optimization1[[#This Row],[Practice]])","v":0},{"$f":"SUMIFS('Scenario Setup'!$E$50:$E$170,'Scenario Setup'!$C$50:$C$170,Optimization1[[#This Row],[Practice]])+SUMIFS('Scenario Setup'!$E$50:$E$170,'Scenario Setup'!$B$50:$B$170,Optimization1[[#This Row],[Practice]])","v":0},{"$f":"IFERROR(IF(Optimization1[[#This Row],[Total Cost ($/yr)]]=0,NA(),_xlfn.RANK.EQ(Optimization1[[#This Row],[$/lb TN]],Optimization1[$/lb TN],1)+IF(AND(SUMPRODUCT(--(Optimization1[$/lb TN]=Optimization1[[#This Row],[$/lb TN]]),--(Optimization1[Total Cost ($/yr)]>Optimization1[[#This Row],[Total Cost ($/yr)]]))>0,(COUNT(Optimization1[$/lb TN])+1-_xlfn.RANK.EQ(Optimization1[[#This Row],[$/lb TN]],Optimization1[$/lb TN],0)-_xlfn.RANK.EQ(Optimization1[[#This Row],[$/lb TN]],Optimization1[$/lb TN],1))/2>0),1,0)),0)","v":0},{"$f":"IFERROR(IF(Optimization1[[#This Row],[Total Cost ($/yr)]]=0,NA(),_xlfn.RANK.EQ(Optimization1[[#This Row],[$/lb TP ]],Optimization1[$/lb TP ],1)+IF(AND(SUMPRODUCT(--(Optimization1[$/lb TP ]=Optimization1[[#This Row],[$/lb TP ]]),--(Optimization1[Total Cost ($/yr)]>Optimization1[[#This Row],[Total Cost ($/yr)]]))>0,(COUNT(Optimization1[$/lb TP ])+1-_xlfn.RANK.EQ(Optimization1[[#This Row],[$/lb TP ]],Optimization1[$/lb TP ],0)-_xlfn.RANK.EQ(Optimization1[[#This Row],[$/lb TP ]],Optimization1[$/lb TP ],1))/2>0),1,0)),0)","v":0},{"$f":"IFERROR(IF(Optimization1[[#This Row],[Total Cost ($/yr)]]=0,NA(),_xlfn.RANK.EQ(Optimization1[[#This Row],[$/lb TSS ]],Optimization1[$/lb TSS ],1)+IF(AND(SUMPRODUCT(--(Optimization1[$/lb TSS ]=Optimization1[[#This Row],[$/lb TSS ]]),--(Optimization1[Total Cost ($/yr)]>Optimization1[[#This Row],[Total Cost ($/yr)]]))>0,(COUNT(Optimization1[$/lb TSS ])+1-_xlfn.RANK.EQ(Optimization1[[#This Row],[$/lb TSS ]],Optimization1[$/lb TSS ],0)-_xlfn.RANK.EQ(Optimization1[[#This Row],[$/lb TSS ]],Optimization1[$/lb TSS ],1))/2>0),1,0)),0)","v":0},{"$f":"IFERROR(Optimization1[[#This Row],[TN Rank]]*$C$34+Optimization1[[#This Row],[TP Rank]]*$C$35,0)","v":0},{"$f":"IF($A$34=\"TN\",Optimization1[[#This Row],[TN Rank]],IF($A$34=\"TP\",Optimization1[[#This Row],[TP Rank]],IF($A$34=\"TN & TP\",Optimization1[[#This Row],[TN & TP Rank]],Optimization1[[#This Row],[TSS Rank]])))+IF(Priority[BMP Type]=Optimization1[[#This Row],[Practice]],0.5,0)","v":0},{"$f":"IF(Optimization1[[#This Row],[Selected Ranking]]>0,1,0)","v":0},{"$f":"Optimization1[[#This Row],[Total Cost ($/yr)]]/_xlfn.AGGREGATE(9,7,Optimization1[Total Cost ($/yr)])","v":{"$error":"#DIV/0!"}},{"$f":"IF(IFERROR(SUMIFS('Scenario Setup'!$Q$50:$Q$170,'Scenario Setup'!$C$50:$C$170,Optimization1[[#This Row],[Practice]])+SUMIFS('Scenario Setup'!$Q$50:$Q$170,'Scenario Setup'!$B$50:$B$170,Optimization1[[#This Row],[Practice]]),0)<0,0,IFERROR(SUMIFS('Scenario Setup'!$Q$50:$Q$170,'Scenario Setup'!$C$50:$C$170,Optimization1[[#This Row],[Practice]])+SUMIFS('Scenario Setup'!$Q$50:$Q$170,'Scenario Setup'!$B$50:$B$170,Optimization1[[#This Row],[Practice]]),0))","v":0},{"$f":"IF(IFERROR(SUMIFS('Scenario Setup'!$R$50:$R$170,'Scenario Setup'!$C$50:$C$170,Optimization1[[#This Row],[Practice]])+SUMIFS('Scenario Setup'!$R$50:$R$170,'Scenario Setup'!$B$50:$B$170,Optimization1[[#This Row],[Practice]]),0)<0,0,IFERROR(SUMIFS('Scenario Setup'!$R$50:$R$170,'Scenario Setup'!$C$50:$C$170,Optimization1[[#This Row],[Practice]])+SUMIFS('Scenario Setup'!$R$50:$R$170,'Scenario Setup'!$B$50:$B$170,Optimization1[[#This Row],[Practice]]),0))","v":0},{"$f":"IF(IFERROR(SUMIFS('Scenario Setup'!$S$50:$S$170,'Scenario Setup'!$C$50:$C$170,Optimization1[[#This Row],[Practice]])+SUMIFS('Scenario Setup'!$S$50:$S$170,'Scenario Setup'!$B$50:$B$170,Optimization1[[#This Row],[Practice]]),0)<0,0,IFERROR(SUMIFS('Scenario Setup'!$S$50:$S$170,'Scenario Setup'!$C$50:$C$170,Optimization1[[#This Row],[Practice]])+SUMIFS('Scenario Setup'!$S$50:$S$170,'Scenario Setup'!$B$50:$B$170,Optimization1[[#This Row],[Practice]]),0))","v":0},{"$f":"IFERROR(SUMIFS('Scenario Setup'!$V$50:$V$170,'Scenario Setup'!$C$50:$C$170,Optimization1[[#This Row],[Practice]])+SUMIFS('Scenario Setup'!$V$50:$V$170,'Scenario Setup'!$B$50:$B$170,Optimization1[[#This Row],[Practice]]),0)","v":0}]
["Urban Cover Crop",{"$f":"IFERROR(Optimization1[[#This Row],[Resulting Runoff Equivalent Impervious Area to Treat (acres) or Units to Treat (calc)]]*(Optimization1[[#This Row],[Original Units]]/Optimization1[[#This Row],[Runoff Equivalent Impervious Area Treated (acres) or Units Treated]]),0)","v":0},{"$f":"IFERROR(Optimization1[[#This Row],[TN (lbs/yr reduced)]]/Optimization1[[#This Row],[Runoff Equivalent Impervious Area Treated (acres) or Units Treated]]*Optimization1[[#This Row],[Resulting Runoff Equivalent Impervious Area to Treat (acres) or Units to Treat (calc)]],0)","v":0},{"$f":"IFERROR(Optimization1[[#This Row],[TP (lbs/yr reduced)]]/Optimization1[[#This Row],[Runoff Equivalent Impervious Area Treated (acres) or Units Treated]]*Optimization1[[#This Row],[Resulting Runoff Equivalent Impervious Area to Treat (acres) or Units to Treat (calc)]],0)","v":0},{"$f":"IFERROR(Optimization1[[#This Row],[TSS (lbs/yr reduced)]]/Optimization1[[#This Row],[Runoff Equivalent Impervious Area Treated (acres) or Units Treated]]*Optimization1[[#This Row],[Resulting Runoff Equivalent Impervious Area to Treat (acres) or Units to Treat (calc)]],0)","v":0},{"$f":"IFERROR(Optimization1[[#This Row],[Total Cost ($/yr)]]/Optimization1[[#This Row],[Runoff Equivalent Impervious Area Treated (acres) or Units Treated]]*Optimization1[[#This Row],[Resulting Runoff Equivalent Impervious Area to Treat (acres) or Units to Treat (calc)]],0)","v":0},{"$f":"IFERROR(Optimization1[[#This Row],[Total Cost ($/yr)]]/Optimization1[[#This Row],[TN (lbs/yr reduced)]],\"\")","v":""},{"$f":"IFERROR(Optimization1[[#This Row],[Total Cost ($/yr)]]/Optimization1[[#This Row],[TP (lbs/yr reduced)]],\"\")","v":""},{"$f":"IFERROR(Optimization1[[#This Row],[Total Cost ($/yr)]]/Optimization1[[#This Row],[TSS (lbs/yr reduced)]],\"\")","v":""},{"$f":"SUMIFS(IF($A$34=\"TN\",Optimization1[TN (lbs/yr reduced)],IF($A$34=\"TP\",Optimization1[TP (lbs/yr reduced)],IF($A$34=\"TN & TP\",Optimization1[TN (lbs/yr reduced)],Optimization1[TSS (lbs/yr reduced)]))),Optimization1[Selected Ranking],\">0\",Optimization1[Selected Ranking],\"<\"&Optimization1[[#This Row],[Selected Ranking]])","v":0},{"$f":"IF(Optimization1[[#This Row],[Reductions from Less Expensive or Higher Priority Practices (lbs)]]>=$A$36,0,IF(IF($A$34=\"TN\",Optimization1[[#This Row],[TN (lbs/yr reduced)]],IF($A$34=\"TP\",Optimization1[[#This Row],[TP (lbs/yr reduced)]],IF($A$34=\"TN & TP\",Optimization1[[#This Row],[TN (lbs/yr reduced)]],Optimization1[[#This Row],[TSS (lbs/yr reduced)]])))+Optimization1[[#This Row],[Reductions from Less Expensive or Higher Priority Practices (lbs)]]>$A$36,$A$36-Optimization1[[#This Row],[Reductions from Less Expensive or Higher Priority Practices (lbs)]],IF($A$34=\"TN\",Optimization1[[#This Row],[TN (lbs/yr reduced)]],IF($A$34=\"TP\",Optimization1[[#This Row],[TP (lbs/yr reduced)]],IF($A$34=\"TN & TP\",Optimization1[[#This Row],[TN (lbs/yr reduced)]],Optimization1[[#This Row],[TSS (lbs/yr reduced)]])))))","v":0},{"$f":"IFERROR(Optimization1[[#This Row],[Runoff Equivalent Impervious Area Treated (acres) or Units Treated]]/IF($A$34=\"TN\",Optimization1[[#This Row],[TN (lbs/yr reduced)]],IF($A$34=\"TP\",Optimization1[[#This Row],[TP (lbs/yr reduced)]],IF($A$34=\"TN & TP\",IF(Optimization1[[#This Row],[TN (lbs/yr reduced)]]=0,Optimization1[[#This Row],[TP (lbs/yr reduced)]],Optimization1[[#This Row],[TN (lbs/yr reduced)]]),Optimization1[[#This Row],[TSS (lbs/yr reduced)]])))*IF(AND($A$34=\"TN & TP\",Optimization1[[#This Row],[TN (lbs/yr reduced)]]=0),Optimization1[[#This Row],[TP (lbs/yr reduced)]],Optimization1[[#This Row],[Available Reduction (lbs)]]),0)","v":0},{"$f":"SUMIFS('Scenario Setup'!$I$50:$I$170,'Scenario Setup'!$C$50:$C$170,Optimization1[[#This Row],[Practice]])+SUMIFS('Scenario Setup'!$I$50:$I$170,'Scenario Setup'!$B$50:$B$170,Optimization1[[#This Row],[Practice]])","v":0},{"$f":"SUMIFS('Scenario Setup'!$E$50:$E$170,'Scenario Setup'!$C$50:$C$170,Optimization1[[#This Row],[Practice]])+SUMIFS('Scenario Setup'!$E$50:$E$170,'Scenario Setup'!$B$50:$B$170,Optimization1[[#This Row],[Practice]])","v":0},{"$f":"IFERROR(IF(Optimization1[[#This Row],[Total Cost ($/yr)]]=0,NA(),_xlfn.RANK.EQ(Optimization1[[#This Row],[$/lb TN]],Optimization1[$/lb TN],1)+IF(AND(SUMPRODUCT(--(Optimization1[$/lb TN]=Optimization1[[#This Row],[$/lb TN]]),--(Optimization1[Total Cost ($/yr)]>Optimization1[[#This Row],[Total Cost ($/yr)]]))>0,(COUNT(Optimization1[$/lb TN])+1-_xlfn.RANK.EQ(Optimization1[[#This Row],[$/lb TN]],Optimization1[$/lb TN],0)-_xlfn.RANK.EQ(Optimization1[[#This Row],[$/lb TN]],Optimization1[$/lb TN],1))/2>0),1,0)),0)","v":0},{"$f":"IFERROR(IF(Optimization1[[#This Row],[Total Cost ($/yr)]]=0,NA(),_xlfn.RANK.EQ(Optimization1[[#This Row],[$/lb TP ]],Optimization1[$/lb TP ],1)+IF(AND(SUMPRODUCT(--(Optimization1[$/lb TP ]=Optimization1[[#This Row],[$/lb TP ]]),--(Optimization1[Total Cost ($/yr)]>Optimization1[[#This Row],[Total Cost ($/yr)]]))>0,(COUNT(Optimization1[$/lb TP ])+1-_xlfn.RANK.EQ(Optimization1[[#This Row],[$/lb TP ]],Optimization1[$/lb TP ],0)-_xlfn.RANK.EQ(Optimization1[[#This Row],[$/lb TP ]],Optimization1[$/lb TP ],1))/2>0),1,0)),0)","v":0},{"$f":"IFERROR(IF(Optimization1[[#This Row],[Total Cost ($/yr)]]=0,NA(),_xlfn.RANK.EQ(Optimization1[[#This Row],[$/lb TSS ]],Optimization1[$/lb TSS ],1)+IF(AND(SUMPRODUCT(--(Optimization1[$/lb TSS ]=Optimization1[[#This Row],[$/lb TSS ]]),--(Optimization1[Total Cost ($/yr)]>Optimization1[[#This Row],[Total Cost ($/yr)]]))>0,(COUNT(Optimization1[$/lb TSS ])+1-_xlfn.RANK.EQ(Optimization1[[#This Row],[$/lb TSS ]],Optimization1[$/lb TSS ],0)-_xlfn.RANK.EQ(Optimization1[[#This Row],[$/lb TSS ]],Optimization1[$/lb TSS ],1))/2>0),1,0)),0)","v":0},{"$f":"IFERROR(Optimization1[[#This Row],[TN Rank]]*$C$34+Optimization1[[#This Row],[TP Rank]]*$C$35,0)","v":0},{"$f":"IF($A$34=\"TN\",Optimization1[[#This Row],[TN Rank]],IF($A$34=\"TP\",Optimization1[[#This Row],[TP Rank]],IF($A$34=\"TN & TP\",Optimization1[[#This Row],[TN & TP Rank]],Optimization1[[#This Row],[TSS Rank]])))+IF(Priority[BMP Type]=Optimization1[[#This Row],[Practice]],0.5,0)","v":0},{"$f":"IF(Optimization1[[#This Row],[Selected Ranking]]>0,1,0)","v":0},{"$f":"Optimization1[[#This Row],[Total Cost ($/yr)]]/_xlfn.AGGREGATE(9,7,Optimization1[Total Cost ($/yr)])","v":{"$error":"#DIV/0!"}},{"$f":"IF(IFERROR(SUMIFS('Scenario Setup'!$Q$50:$Q$170,'Scenario Setup'!$C$50:$C$170,Optimization1[[#This Row],[Practice]])+SUMIFS('Scenario Setup'!$Q$50:$Q$170,'Scenario Setup'!$B$50:$B$170,Optimization1[[#This Row],[Practice]]),0)<0,0,IFERROR(SUMIFS('Scenario Setup'!$Q$50:$Q$170,'Scenario Setup'!$C$50:$C$170,Optimization1[[#This Row],[Practice]])+SUMIFS('Scenario Setup'!$Q$50:$Q$170,'Scenario Setup'!$B$50:$B$170,Optimization1[[#This Row],[Practice]]),0))","v":0},{"$f":"IF(IFERROR(SUMIFS('Scenario Setup'!$R$50:$R$170,'Scenario Setup'!$C$50:$C$170,Optimization1[[#This Row],[Practice]])+SUMIFS('Scenario Setup'!$R$50:$R$170,'Scenario Setup'!$B$50:$B$170,Optimization1[[#This Row],[Practice]]),0)<0,0,IFERROR(SUMIFS('Scenario Setup'!$R$50:$R$170,'Scenario Setup'!$C$50:$C$170,Optimization1[[#This Row],[Practice]])+SUMIFS('Scenario Setup'!$R$50:$R$170,'Scenario Setup'!$B$50:$B$170,Optimization1[[#This Row],[Practice]]),0))","v":0},{"$f":"IF(IFERROR(SUMIFS('Scenario Setup'!$S$50:$S$170,'Scenario Setup'!$C$50:$C$170,Optimization1[[#This Row],[Practice]])+SUMIFS('Scenario Setup'!$S$50:$S$170,'Scenario Setup'!$B$50:$B$170,Optimization1[[#This Row],[Practice]]),0)<0,0,IFERROR(SUMIFS('Scenario Setup'!$S$50:$S$170,'Scenario Setup'!$C$50:$C$170,Optimization1[[#This Row],[Practice]])+SUMIFS('Scenario Setup'!$S$50:$S$170,'Scenario Setup'!$B$50:$B$170,Optimization1[[#This Row],[Practice]]),0))","v":0},{"$f":"IFERROR(SUMIFS('Scenario Setup'!$V$50:$V$170,'Scenario Setup'!$C$50:$C$170,Optimization1[[#This Row],[Practice]])+SUMIFS('Scenario Setup'!$V$50:$V$170,'Scenario Setup'!$B$50:$B$170,Optimization1[[#This Row],[Practice]]),0)","v":0}]
["Urban Tree Planting ",{"$f":"IFERROR(Optimization1[[#This Row],[Resulting Runoff Equivalent Impervious Area to Treat (acres) or Units to Treat (calc)]]*(Optimization1[[#This Row],[Original Units]]/Optimization1[[#This Row],[Runoff Equivalent Impervious Area Treated (acres) or Units Treated]]),0)","v":0},{"$f":"IFERROR(Optimization1[[#This Row],[TN (lbs/yr reduced)]]/Optimization1[[#This Row],[Runoff Equivalent Impervious Area Treated (acres) or Units Treated]]*Optimization1[[#This Row],[Resulting Runoff Equivalent Impervious Area to Treat (acres) or Units to Treat (calc)]],0)","v":0},{"$f":"IFERROR(Optimization1[[#This Row],[TP (lbs/yr reduced)]]/Optimization1[[#This Row],[Runoff Equivalent Impervious Area Treated (acres) or Units Treated]]*Optimization1[[#This Row],[Resulting Runoff Equivalent Impervious Area to Treat (acres) or Units to Treat (calc)]],0)","v":0},{"$f":"IFERROR(Optimization1[[#This Row],[TSS (lbs/yr reduced)]]/Optimization1[[#This Row],[Runoff Equivalent Impervious Area Treated (acres) or Units Treated]]*Optimization1[[#This Row],[Resulting Runoff Equivalent Impervious Area to Treat (acres) or Units to Treat (calc)]],0)","v":0},{"$f":"IFERROR(Optimization1[[#This Row],[Total Cost ($/yr)]]/Optimization1[[#This Row],[Runoff Equivalent Impervious Area Treated (acres) or Units Treated]]*Optimization1[[#This Row],[Resulting Runoff Equivalent Impervious Area to Treat (acres) or Units to Treat (calc)]],0)","v":0},{"$f":"IFERROR(Optimization1[[#This Row],[Total Cost ($/yr)]]/Optimization1[[#This Row],[TN (lbs/yr reduced)]],\"\")","v":""},{"$f":"IFERROR(Optimization1[[#This Row],[Total Cost ($/yr)]]/Optimization1[[#This Row],[TP (lbs/yr reduced)]],\"\")","v":""},{"$f":"IFERROR(Optimization1[[#This Row],[Total Cost ($/yr)]]/Optimization1[[#This Row],[TSS (lbs/yr reduced)]],\"\")","v":""},{"$f":"SUMIFS(IF($A$34=\"TN\",Optimization1[TN (lbs/yr reduced)],IF($A$34=\"TP\",Optimization1[TP (lbs/yr reduced)],IF($A$34=\"TN & TP\",Optimization1[TN (lbs/yr reduced)],Optimization1[TSS (lbs/yr reduced)]))),Optimization1[Selected Ranking],\">0\",Optimization1[Selected Ranking],\"<\"&Optimization1[[#This Row],[Selected Ranking]])","v":0},{"$f":"IF(Optimization1[[#This Row],[Reductions from Less Expensive or Higher Priority Practices (lbs)]]>=$A$36,0,IF(IF($A$34=\"TN\",Optimization1[[#This Row],[TN (lbs/yr reduced)]],IF($A$34=\"TP\",Optimization1[[#This Row],[TP (lbs/yr reduced)]],IF($A$34=\"TN & TP\",Optimization1[[#This Row],[TN (lbs/yr reduced)]],Optimization1[[#This Row],[TSS (lbs/yr reduced)]])))+Optimization1[[#This Row],[Reductions from Less Expensive or Higher Priority Practices (lbs)]]>$A$36,$A$36-Optimization1[[#This Row],[Reductions from Less Expensive or Higher Priority Practices (lbs)]],IF($A$34=\"TN\",Optimization1[[#This Row],[TN (lbs/yr reduced)]],IF($A$34=\"TP\",Optimization1[[#This Row],[TP (lbs/yr reduced)]],IF($A$34=\"TN & TP\",Optimization1[[#This Row],[TN (lbs/yr reduced)]],Optimization1[[#This Row],[TSS (lbs/yr reduced)]])))))","v":0},{"$f":"IFERROR(Optimization1[[#This Row],[Runoff Equivalent Impervious Area Treated (acres) or Units Treated]]/IF($A$34=\"TN\",Optimization1[[#This Row],[TN (lbs/yr reduced)]],IF($A$34=\"TP\",Optimization1[[#This Row],[TP (lbs/yr reduced)]],IF($A$34=\"TN & TP\",IF(Optimization1[[#This Row],[TN (lbs/yr reduced)]]=0,Optimization1[[#This Row],[TP (lbs/yr reduced)]],Optimization1[[#This Row],[TN (lbs/yr reduced)]]),Optimization1[[#This Row],[TSS (lbs/yr reduced)]])))*IF(AND($A$34=\"TN & TP\",Optimization1[[#This Row],[TN (lbs/yr reduced)]]=0),Optimization1[[#This Row],[TP (lbs/yr reduced)]],Optimization1[[#This Row],[Available Reduction (lbs)]]),0)","v":0},{"$f":"SUMIFS('Scenario Setup'!$I$50:$I$170,'Scenario Setup'!$C$50:$C$170,Optimization1[[#This Row],[Practice]])+SUMIFS('Scenario Setup'!$I$50:$I$170,'Scenario Setup'!$B$50:$B$170,Optimization1[[#This Row],[Practice]])","v":0},{"$f":"SUMIFS('Scenario Setup'!$E$50:$E$170,'Scenario Setup'!$C$50:$C$170,Optimization1[[#This Row],[Practice]])+SUMIFS('Scenario Setup'!$E$50:$E$170,'Scenario Setup'!$B$50:$B$170,Optimization1[[#This Row],[Practice]])","v":0},{"$f":"IFERROR(IF(Optimization1[[#This Row],[Total Cost ($/yr)]]=0,NA(),_xlfn.RANK.EQ(Optimization1[[#This Row],[$/lb TN]],Optimization1[$/lb TN],1)+IF(AND(SUMPRODUCT(--(Optimization1[$/lb TN]=Optimization1[[#This Row],[$/lb TN]]),--(Optimization1[Total Cost ($/yr)]>Optimization1[[#This Row],[Total Cost ($/yr)]]))>0,(COUNT(Optimization1[$/lb TN])+1-_xlfn.RANK.EQ(Optimization1[[#This Row],[$/lb TN]],Optimization1[$/lb TN],0)-_xlfn.RANK.EQ(Optimization1[[#This Row],[$/lb TN]],Optimization1[$/lb TN],1))/2>0),1,0)),0)","v":0},{"$f":"IFERROR(IF(Optimization1[[#This Row],[Total Cost ($/yr)]]=0,NA(),_xlfn.RANK.EQ(Optimization1[[#This Row],[$/lb TP ]],Optimization1[$/lb TP ],1)+IF(AND(SUMPRODUCT(--(Optimization1[$/lb TP ]=Optimization1[[#This Row],[$/lb TP ]]),--(Optimization1[Total Cost ($/yr)]>Optimization1[[#This Row],[Total Cost ($/yr)]]))>0,(COUNT(Optimization1[$/lb TP ])+1-_xlfn.RANK.EQ(Optimization1[[#This Row],[$/lb TP ]],Optimization1[$/lb TP ],0)-_xlfn.RANK.EQ(Optimization1[[#This Row],[$/lb TP ]],Optimization1[$/lb TP ],1))/2>0),1,0)),0)","v":0},{"$f":"IFERROR(IF(Optimization1[[#This Row],[Total Cost ($/yr)]]=0,NA(),_xlfn.RANK.EQ(Optimization1[[#This Row],[$/lb TSS ]],Optimization1[$/lb TSS ],1)+IF(AND(SUMPRODUCT(--(Optimization1[$/lb TSS ]=Optimization1[[#This Row],[$/lb TSS ]]),--(Optimization1[Total Cost ($/yr)]>Optimization1[[#This Row],[Total Cost ($/yr)]]))>0,(COUNT(Optimization1[$/lb TSS ])+1-_xlfn.RANK.EQ(Optimization1[[#This Row],[$/lb TSS ]],Optimization1[$/lb TSS ],0)-_xlfn.RANK.EQ(Optimization1[[#This Row],[$/lb TSS ]],Optimization1[$/lb TSS ],1))/2>0),1,0)),0)","v":0},{"$f":"IFERROR(Optimization1[[#This Row],[TN Rank]]*$C$34+Optimization1[[#This Row],[TP Rank]]*$C$35,0)","v":0},{"$f":"IF($A$34=\"TN\",Optimization1[[#This Row],[TN Rank]],IF($A$34=\"TP\",Optimization1[[#This Row],[TP Rank]],IF($A$34=\"TN & TP\",Optimization1[[#This Row],[TN & TP Rank]],Optimization1[[#This Row],[TSS Rank]])))+IF(Priority[BMP Type]=Optimization1[[#This Row],[Practice]],0.5,0)","v":0},{"$f":"IF(Optimization1[[#This Row],[Selected Ranking]]>0,1,0)","v":0},{"$f":"Optimization1[[#This Row],[Total Cost ($/yr)]]/_xlfn.AGGREGATE(9,7,Optimization1[Total Cost ($/yr)])","v":{"$error":"#DIV/0!"}},{"$f":"IF(IFERROR(SUMIFS('Scenario Setup'!$Q$50:$Q$170,'Scenario Setup'!$C$50:$C$170,Optimization1[[#This Row],[Practice]])+SUMIFS('Scenario Setup'!$Q$50:$Q$170,'Scenario Setup'!$B$50:$B$170,Optimization1[[#This Row],[Practice]]),0)<0,0,IFERROR(SUMIFS('Scenario Setup'!$Q$50:$Q$170,'Scenario Setup'!$C$50:$C$170,Optimization1[[#This Row],[Practice]])+SUMIFS('Scenario Setup'!$Q$50:$Q$170,'Scenario Setup'!$B$50:$B$170,Optimization1[[#This Row],[Practice]]),0))","v":0},{"$f":"IF(IFERROR(SUMIFS('Scenario Setup'!$R$50:$R$170,'Scenario Setup'!$C$50:$C$170,Optimization1[[#This Row],[Practice]])+SUMIFS('Scenario Setup'!$R$50:$R$170,'Scenario Setup'!$B$50:$B$170,Optimization1[[#This Row],[Practice]]),0)<0,0,IFERROR(SUMIFS('Scenario Setup'!$R$50:$R$170,'Scenario Setup'!$C$50:$C$170,Optimization1[[#This Row],[Practice]])+SUMIFS('Scenario Setup'!$R$50:$R$170,'Scenario Setup'!$B$50:$B$170,Optimization1[[#This Row],[Practice]]),0))","v":0},{"$f":"IF(IFERROR(SUMIFS('Scenario Setup'!$S$50:$S$170,'Scenario Setup'!$C$50:$C$170,Optimization1[[#This Row],[Practice]])+SUMIFS('Scenario Setup'!$S$50:$S$170,'Scenario Setup'!$B$50:$B$170,Optimization1[[#This Row],[Practice]]),0)<0,0,IFERROR(SUMIFS('Scenario Setup'!$S$50:$S$170,'Scenario Setup'!$C$50:$C$170,Optimization1[[#This Row],[Practice]])+SUMIFS('Scenario Setup'!$S$50:$S$170,'Scenario Setup'!$B$50:$B$170,Optimization1[[#This Row],[Practice]]),0))","v":0},{"$f":"IFERROR(SUMIFS('Scenario Setup'!$V$50:$V$170,'Scenario Setup'!$C$50:$C$170,Optimization1[[#This Row],[Practice]])+SUMIFS('Scenario Setup'!$V$50:$V$170,'Scenario Setup'!$B$50:$B$170,Optimization1[[#This Row],[Practice]]),0)","v":0}]
["Extended Detention Ponds",{"$f":"IFERROR(Optimization1[[#This Row],[Resulting Runoff Equivalent Impervious Area to Treat (acres) or Units to Treat (calc)]]*(Optimization1[[#This Row],[Original Units]]/Optimization1[[#This Row],[Runoff Equivalent Impervious Area Treated (acres) or Units Treated]]),0)","v":0},{"$f":"IFERROR(Optimization1[[#This Row],[TN (lbs/yr reduced)]]/Optimization1[[#This Row],[Runoff Equivalent Impervious Area Treated (acres) or Units Treated]]*Optimization1[[#This Row],[Resulting Runoff Equivalent Impervious Area to Treat (acres) or Units to Treat (calc)]],0)","v":0},{"$f":"IFERROR(Optimization1[[#This Row],[TP (lbs/yr reduced)]]/Optimization1[[#This Row],[Runoff Equivalent Impervious Area Treated (acres) or Units Treated]]*Optimization1[[#This Row],[Resulting Runoff Equivalent Impervious Area to Treat (acres) or Units to Treat (calc)]],0)","v":0},{"$f":"IFERROR(Optimization1[[#This Row],[TSS (lbs/yr reduced)]]/Optimization1[[#This Row],[Runoff Equivalent Impervious Area Treated (acres) or Units Treated]]*Optimization1[[#This Row],[Resulting Runoff Equivalent Impervious Area to Treat (acres) or Units to Treat (calc)]],0)","v":0},{"$f":"IFERROR(Optimization1[[#This Row],[Total Cost ($/yr)]]/Optimization1[[#This Row],[Runoff Equivalent Impervious Area Treated (acres) or Units Treated]]*Optimization1[[#This Row],[Resulting Runoff Equivalent Impervious Area to Treat (acres) or Units to Treat (calc)]],0)","v":0},{"$f":"IFERROR(Optimization1[[#This Row],[Total Cost ($/yr)]]/Optimization1[[#This Row],[TN (lbs/yr reduced)]],\"\")","v":""},{"$f":"IFERROR(Optimization1[[#This Row],[Total Cost ($/yr)]]/Optimization1[[#This Row],[TP (lbs/yr reduced)]],\"\")","v":""},{"$f":"IFERROR(Optimization1[[#This Row],[Total Cost ($/yr)]]/Optimization1[[#This Row],[TSS (lbs/yr reduced)]],\"\")","v":""},{"$f":"SUMIFS(IF($A$34=\"TN\",Optimization1[TN (lbs/yr reduced)],IF($A$34=\"TP\",Optimization1[TP (lbs/yr reduced)],IF($A$34=\"TN & TP\",Optimization1[TN (lbs/yr reduced)],Optimization1[TSS (lbs/yr reduced)]))),Optimization1[Selected Ranking],\">0\",Optimization1[Selected Ranking],\"<\"&Optimization1[[#This Row],[Selected Ranking]])","v":0},{"$f":"IF(Optimization1[[#This Row],[Reductions from Less Expensive or Higher Priority Practices (lbs)]]>=$A$36,0,IF(IF($A$34=\"TN\",Optimization1[[#This Row],[TN (lbs/yr reduced)]],IF($A$34=\"TP\",Optimization1[[#This Row],[TP (lbs/yr reduced)]],IF($A$34=\"TN & TP\",Optimization1[[#This Row],[TN (lbs/yr reduced)]],Optimization1[[#This Row],[TSS (lbs/yr reduced)]])))+Optimization1[[#This Row],[Reductions from Less Expensive or Higher Priority Practices (lbs)]]>$A$36,$A$36-Optimization1[[#This Row],[Reductions from Less Expensive or Higher Priority Practices (lbs)]],IF($A$34=\"TN\",Optimization1[[#This Row],[TN (lbs/yr reduced)]],IF($A$34=\"TP\",Optimization1[[#This Row],[TP (lbs/yr reduced)]],IF($A$34=\"TN & TP\",Optimization1[[#This Row],[TN (lbs/yr reduced)]],Optimization1[[#This Row],[TSS (lbs/yr reduced)]])))))","v":0},{"$f":"IFERROR(Optimization1[[#This Row],[Runoff Equivalent Impervious Area Treated (acres) or Units Treated]]/IF($A$34=\"TN\",Optimization1[[#This Row],[TN (lbs/yr reduced)]],IF($A$34=\"TP\",Optimization1[[#This Row],[TP (lbs/yr reduced)]],IF($A$34=\"TN & TP\",IF(Optimization1[[#This Row],[TN (lbs/yr reduced)]]=0,Optimization1[[#This Row],[TP (lbs/yr reduced)]],Optimization1[[#This Row],[TN (lbs/yr reduced)]]),Optimization1[[#This Row],[TSS (lbs/yr reduced)]])))*IF(AND($A$34=\"TN & TP\",Optimization1[[#This Row],[TN (lbs/yr reduced)]]=0),Optimization1[[#This Row],[TP (lbs/yr reduced)]],Optimization1[[#This Row],[Available Reduction (lbs)]]),0)","v":0},{"$f":"SUMIFS('Scenario Setup'!$I$50:$I$170,'Scenario Setup'!$C$50:$C$170,Optimization1[[#This Row],[Practice]])+SUMIFS('Scenario Setup'!$I$50:$I$170,'Scenario Setup'!$B$50:$B$170,Optimization1[[#This Row],[Practice]])","v":0},{"$f":"SUMIFS('Scenario Setup'!$E$50:$E$170,'Scenario Setup'!$C$50:$C$170,Optimization1[[#This Row],[Practice]])+SUMIFS('Scenario Setup'!$E$50:$E$170,'Scenario Setup'!$B$50:$B$170,Optimization1[[#This Row],[Practice]])","v":0},{"$f":"IFERROR(IF(Optimization1[[#This Row],[Total Cost ($/yr)]]=0,NA(),_xlfn.RANK.EQ(Optimization1[[#This Row],[$/lb TN]],Optimization1[$/lb TN],1)+IF(AND(SUMPRODUCT(--(Optimization1[$/lb TN]=Optimization1[[#This Row],[$/lb TN]]),--(Optimization1[Total Cost ($/yr)]>Optimization1[[#This Row],[Total Cost ($/yr)]]))>0,(COUNT(Optimization1[$/lb TN])+1-_xlfn.RANK.EQ(Optimization1[[#This Row],[$/lb TN]],Optimization1[$/lb TN],0)-_xlfn.RANK.EQ(Optimization1[[#This Row],[$/lb TN]],Optimization1[$/lb TN],1))/2>0),1,0)),0)","v":0},{"$f":"IFERROR(IF(Optimization1[[#This Row],[Total Cost ($/yr)]]=0,NA(),_xlfn.RANK.EQ(Optimization1[[#This Row],[$/lb TP ]],Optimization1[$/lb TP ],1)+IF(AND(SUMPRODUCT(--(Optimization1[$/lb TP ]=Optimization1[[#This Row],[$/lb TP ]]),--(Optimization1[Total Cost ($/yr)]>Optimization1[[#This Row],[Total Cost ($/yr)]]))>0,(COUNT(Optimization1[$/lb TP ])+1-_xlfn.RANK.EQ(Optimization1[[#This Row],[$/lb TP ]],Optimization1[$/lb TP ],0)-_xlfn.RANK.EQ(Optimization1[[#This Row],[$/lb TP ]],Optimization1[$/lb TP ],1))/2>0),1,0)),0)","v":0},{"$f":"IFERROR(IF(Optimization1[[#This Row],[Total Cost ($/yr)]]=0,NA(),_xlfn.RANK.EQ(Optimization1[[#This Row],[$/lb TSS ]],Optimization1[$/lb TSS ],1)+IF(AND(SUMPRODUCT(--(Optimization1[$/lb TSS ]=Optimization1[[#This Row],[$/lb TSS ]]),--(Optimization1[Total Cost ($/yr)]>Optimization1[[#This Row],[Total Cost ($/yr)]]))>0,(COUNT(Optimization1[$/lb TSS ])+1-_xlfn.RANK.EQ(Optimization1[[#This Row],[$/lb TSS ]],Optimization1[$/lb TSS ],0)-_xlfn.RANK.EQ(Optimization1[[#This Row],[$/lb TSS ]],Optimization1[$/lb TSS ],1))/2>0),1,0)),0)","v":0},{"$f":"IFERROR(Optimization1[[#This Row],[TN Rank]]*$C$34+Optimization1[[#This Row],[TP Rank]]*$C$35,0)","v":0},{"$f":"IF($A$34=\"TN\",Optimization1[[#This Row],[TN Rank]],IF($A$34=\"TP\",Optimization1[[#This Row],[TP Rank]],IF($A$34=\"TN & TP\",Optimization1[[#This Row],[TN & TP Rank]],Optimization1[[#This Row],[TSS Rank]])))+IF(Priority[BMP Type]=Optimization1[[#This Row],[Practice]],0.5,0)","v":0},{"$f":"IF(Optimization1[[#This Row],[Selected Ranking]]>0,1,0)","v":0},{"$f":"Optimization1[[#This Row],[Total Cost ($/yr)]]/_xlfn.AGGREGATE(9,7,Optimization1[Total Cost ($/yr)])","v":{"$error":"#DIV/0!"}},{"$f":"IF(IFERROR(SUMIFS('Scenario Setup'!$Q$50:$Q$170,'Scenario Setup'!$C$50:$C$170,Optimization1[[#This Row],[Practice]])+SUMIFS('Scenario Setup'!$Q$50:$Q$170,'Scenario Setup'!$B$50:$B$170,Optimization1[[#This Row],[Practice]]),0)<0,0,IFERROR(SUMIFS('Scenario Setup'!$Q$50:$Q$170,'Scenario Setup'!$C$50:$C$170,Optimization1[[#This Row],[Practice]])+SUMIFS('Scenario Setup'!$Q$50:$Q$170,'Scenario Setup'!$B$50:$B$170,Optimization1[[#This Row],[Practice]]),0))","v":0},{"$f":"IF(IFERROR(SUMIFS('Scenario Setup'!$R$50:$R$170,'Scenario Setup'!$C$50:$C$170,Optimization1[[#This Row],[Practice]])+SUMIFS('Scenario Setup'!$R$50:$R$170,'Scenario Setup'!$B$50:$B$170,Optimization1[[#This Row],[Practice]]),0)<0,0,IFERROR(SUMIFS('Scenario Setup'!$R$50:$R$170,'Scenario Setup'!$C$50:$C$170,Optimization1[[#This Row],[Practice]])+SUMIFS('Scenario Setup'!$R$50:$R$170,'Scenario Setup'!$B$50:$B$170,Optimization1[[#This Row],[Practice]]),0))","v":0},{"$f":"IF(IFERROR(SUMIFS('Scenario Setup'!$S$50:$S$170,'Scenario Setup'!$C$50:$C$170,Optimization1[[#This Row],[Practice]])+SUMIFS('Scenario Setup'!$S$50:$S$170,'Scenario Setup'!$B$50:$B$170,Optimization1[[#This Row],[Practice]]),0)<0,0,IFERROR(SUMIFS('Scenario Setup'!$S$50:$S$170,'Scenario Setup'!$C$50:$C$170,Optimization1[[#This Row],[Practice]])+SUMIFS('Scenario Setup'!$S$50:$S$170,'Scenario Setup'!$B$50:$B$170,Optimization1[[#This Row],[Practice]]),0))","v":0},{"$f":"IFERROR(SUMIFS('Scenario Setup'!$V$50:$V$170,'Scenario Setup'!$C$50:$C$170,Optimization1[[#This Row],[Practice]])+SUMIFS('Scenario Setup'!$V$50:$V$170,'Scenario Setup'!$B$50:$B$170,Optimization1[[#This Row],[Practice]]),0)","v":0}]
["Outfall Netting System",{"$f":"IFERROR(Optimization1[[#This Row],[Resulting Runoff Equivalent Impervious Area to Treat (acres) or Units to Treat (calc)]]*(Optimization1[[#This Row],[Original Units]]/Optimization1[[#This Row],[Runoff Equivalent Impervious Area Treated (acres) or Units Treated]]),0)","v":0},{"$f":"IFERROR(Optimization1[[#This Row],[TN (lbs/yr reduced)]]/Optimization1[[#This Row],[Runoff Equivalent Impervious Area Treated (acres) or Units Treated]]*Optimization1[[#This Row],[Resulting Runoff Equivalent Impervious Area to Treat (acres) or Units to Treat (calc)]],0)","v":0},{"$f":"IFERROR(Optimization1[[#This Row],[TP (lbs/yr reduced)]]/Optimization1[[#This Row],[Runoff Equivalent Impervious Area Treated (acres) or Units Treated]]*Optimization1[[#This Row],[Resulting Runoff Equivalent Impervious Area to Treat (acres) or Units to Treat (calc)]],0)","v":0},{"$f":"IFERROR(Optimization1[[#This Row],[TSS (lbs/yr reduced)]]/Optimization1[[#This Row],[Runoff Equivalent Impervious Area Treated (acres) or Units Treated]]*Optimization1[[#This Row],[Resulting Runoff Equivalent Impervious Area to Treat (acres) or Units to Treat (calc)]],0)","v":0},{"$f":"IFERROR(Optimization1[[#This Row],[Total Cost ($/yr)]]/Optimization1[[#This Row],[Runoff Equivalent Impervious Area Treated (acres) or Units Treated]]*Optimization1[[#This Row],[Resulting Runoff Equivalent Impervious Area to Treat (acres) or Units to Treat (calc)]],0)","v":0},{"$f":"IFERROR(Optimization1[[#This Row],[Total Cost ($/yr)]]/Optimization1[[#This Row],[TN (lbs/yr reduced)]],\"\")","v":""},{"$f":"IFERROR(Optimization1[[#This Row],[Total Cost ($/yr)]]/Optimization1[[#This Row],[TP (lbs/yr reduced)]],\"\")","v":""},{"$f":"IFERROR(Optimization1[[#This Row],[Total Cost ($/yr)]]/Optimization1[[#This Row],[TSS (lbs/yr reduced)]],\"\")","v":""},{"$f":"SUMIFS(IF($A$34=\"TN\",Optimization1[TN (lbs/yr reduced)],IF($A$34=\"TP\",Optimization1[TP (lbs/yr reduced)],IF($A$34=\"TN & TP\",Optimization1[TN (lbs/yr reduced)],Optimization1[TSS (lbs/yr reduced)]))),Optimization1[Selected Ranking],\">0\",Optimization1[Selected Ranking],\"<\"&Optimization1[[#This Row],[Selected Ranking]])","v":0},{"$f":"IF(Optimization1[[#This Row],[Reductions from Less Expensive or Higher Priority Practices (lbs)]]>=$A$36,0,IF(IF($A$34=\"TN\",Optimization1[[#This Row],[TN (lbs/yr reduced)]],IF($A$34=\"TP\",Optimization1[[#This Row],[TP (lbs/yr reduced)]],IF($A$34=\"TN & TP\",Optimization1[[#This Row],[TN (lbs/yr reduced)]],Optimization1[[#This Row],[TSS (lbs/yr reduced)]])))+Optimization1[[#This Row],[Reductions from Less Expensive or Higher Priority Practices (lbs)]]>$A$36,$A$36-Optimization1[[#This Row],[Reductions from Less Expensive or Higher Priority Practices (lbs)]],IF($A$34=\"TN\",Optimization1[[#This Row],[TN (lbs/yr reduced)]],IF($A$34=\"TP\",Optimization1[[#This Row],[TP (lbs/yr reduced)]],IF($A$34=\"TN & TP\",Optimization1[[#This Row],[TN (lbs/yr reduced)]],Optimization1[[#This Row],[TSS (lbs/yr reduced)]])))))","v":0},{"$f":"IFERROR(Optimization1[[#This Row],[Runoff Equivalent Impervious Area Treated (acres) or Units Treated]]/IF($A$34=\"TN\",Optimization1[[#This Row],[TN (lbs/yr reduced)]],IF($A$34=\"TP\",Optimization1[[#This Row],[TP (lbs/yr reduced)]],IF($A$34=\"TN & TP\",IF(Optimization1[[#This Row],[TN (lbs/yr reduced)]]=0,Optimization1[[#This Row],[TP (lbs/yr reduced)]],Optimization1[[#This Row],[TN (lbs/yr reduced)]]),Optimization1[[#This Row],[TSS (lbs/yr reduced)]])))*IF(AND($A$34=\"TN & TP\",Optimization1[[#This Row],[TN (lbs/yr reduced)]]=0),Optimization1[[#This Row],[TP (lbs/yr reduced)]],Optimization1[[#This Row],[Available Reduction (lbs)]]),0)","v":0},{"$f":"SUMIFS('Scenario Setup'!$I$50:$I$170,'Scenario Setup'!$C$50:$C$170,Optimization1[[#This Row],[Practice]])+SUMIFS('Scenario Setup'!$I$50:$I$170,'Scenario Setup'!$B$50:$B$170,Optimization1[[#This Row],[Practice]])","v":0},{"$f":"SUMIFS('Scenario Setup'!$E$50:$E$170,'Scenario Setup'!$C$50:$C$170,Optimization1[[#This Row],[Practice]])+SUMIFS('Scenario Setup'!$E$50:$E$170,'Scenario Setup'!$B$50:$B$170,Optimization1[[#This Row],[Practice]])","v":0},{"$f":"IFERROR(IF(Optimization1[[#This Row],[Total Cost ($/yr)]]=0,NA(),_xlfn.RANK.EQ(Optimization1[[#This Row],[$/lb TN]],Optimization1[$/lb TN],1)+IF(AND(SUMPRODUCT(--(Optimization1[$/lb TN]=Optimization1[[#This Row],[$/lb TN]]),--(Optimization1[Total Cost ($/yr)]>Optimization1[[#This Row],[Total Cost ($/yr)]]))>0,(COUNT(Optimization1[$/lb TN])+1-_xlfn.RANK.EQ(Optimization1[[#This Row],[$/lb TN]],Optimization1[$/lb TN],0)-_xlfn.RANK.EQ(Optimization1[[#This Row],[$/lb TN]],Optimization1[$/lb TN],1))/2>0),1,0)),0)","v":0},{"$f":"IFERROR(IF(Optimization1[[#This Row],[Total Cost ($/yr)]]=0,NA(),_xlfn.RANK.EQ(Optimization1[[#This Row],[$/lb TP ]],Optimization1[$/lb TP ],1)+IF(AND(SUMPRODUCT(--(Optimization1[$/lb TP ]=Optimization1[[#This Row],[$/lb TP ]]),--(Optimization1[Total Cost ($/yr)]>Optimization1[[#This Row],[Total Cost ($/yr)]]))>0,(COUNT(Optimization1[$/lb TP ])+1-_xlfn.RANK.EQ(Optimization1[[#This Row],[$/lb TP ]],Optimization1[$/lb TP ],0)-_xlfn.RANK.EQ(Optimization1[[#This Row],[$/lb TP ]],Optimization1[$/lb TP ],1))/2>0),1,0)),0)","v":0},{"$f":"IFERROR(IF(Optimization1[[#This Row],[Total Cost ($/yr)]]=0,NA(),_xlfn.RANK.EQ(Optimization1[[#This Row],[$/lb TSS ]],Optimization1[$/lb TSS ],1)+IF(AND(SUMPRODUCT(--(Optimization1[$/lb TSS ]=Optimization1[[#This Row],[$/lb TSS ]]),--(Optimization1[Total Cost ($/yr)]>Optimization1[[#This Row],[Total Cost ($/yr)]]))>0,(COUNT(Optimization1[$/lb TSS ])+1-_xlfn.RANK.EQ(Optimization1[[#This Row],[$/lb TSS ]],Optimization1[$/lb TSS ],0)-_xlfn.RANK.EQ(Optimization1[[#This Row],[$/lb TSS ]],Optimization1[$/lb TSS ],1))/2>0),1,0)),0)","v":0},{"$f":"IFERROR(Optimization1[[#This Row],[TN Rank]]*$C$34+Optimization1[[#This Row],[TP Rank]]*$C$35,0)","v":0},{"$f":"IF($A$34=\"TN\",Optimization1[[#This Row],[TN Rank]],IF($A$34=\"TP\",Optimization1[[#This Row],[TP Rank]],IF($A$34=\"TN & TP\",Optimization1[[#This Row],[TN & TP Rank]],Optimization1[[#This Row],[TSS Rank]])))+IF(Priority[BMP Type]=Optimization1[[#This Row],[Practice]],0.5,0)","v":0},{"$f":"IF(Optimization1[[#This Row],[Selected Ranking]]>0,1,0)","v":0},{"$f":"Optimization1[[#This Row],[Total Cost ($/yr)]]/_xlfn.AGGREGATE(9,7,Optimization1[Total Cost ($/yr)])","v":{"$error":"#DIV/0!"}},{"$f":"IF(IFERROR(SUMIFS('Scenario Setup'!$Q$50:$Q$170,'Scenario Setup'!$C$50:$C$170,Optimization1[[#This Row],[Practice]])+SUMIFS('Scenario Setup'!$Q$50:$Q$170,'Scenario Setup'!$B$50:$B$170,Optimization1[[#This Row],[Practice]]),0)<0,0,IFERROR(SUMIFS('Scenario Setup'!$Q$50:$Q$170,'Scenario Setup'!$C$50:$C$170,Optimization1[[#This Row],[Practice]])+SUMIFS('Scenario Setup'!$Q$50:$Q$170,'Scenario Setup'!$B$50:$B$170,Optimization1[[#This Row],[Practice]]),0))","v":0},{"$f":"IF(IFERROR(SUMIFS('Scenario Setup'!$R$50:$R$170,'Scenario Setup'!$C$50:$C$170,Optimization1[[#This Row],[Practice]])+SUMIFS('Scenario Setup'!$R$50:$R$170,'Scenario Setup'!$B$50:$B$170,Optimization1[[#This Row],[Practice]]),0)<0,0,IFERROR(SUMIFS('Scenario Setup'!$R$50:$R$170,'Scenario Setup'!$C$50:$C$170,Optimization1[[#This Row],[Practice]])+SUMIFS('Scenario Setup'!$R$50:$R$170,'Scenario Setup'!$B$50:$B$170,Optimization1[[#This Row],[Practice]]),0))","v":0},{"$f":"IF(IFERROR(SUMIFS('Scenario Setup'!$S$50:$S$170,'Scenario Setup'!$C$50:$C$170,Optimization1[[#This Row],[Practice]])+SUMIFS('Scenario Setup'!$S$50:$S$170,'Scenario Setup'!$B$50:$B$170,Optimization1[[#This Row],[Practice]]),0)<0,0,IFERROR(SUMIFS('Scenario Setup'!$S$50:$S$170,'Scenario Setup'!$C$50:$C$170,Optimization1[[#This Row],[Practice]])+SUMIFS('Scenario Setup'!$S$50:$S$170,'Scenario Setup'!$B$50:$B$170,Optimization1[[#This Row],[Practice]]),0))","v":0},{"$f":"IFERROR(SUMIFS('Scenario Setup'!$V$50:$V$170,'Scenario Setup'!$C$50:$C$170,Optimization1[[#This Row],[Practice]])+SUMIFS('Scenario Setup'!$V$50:$V$170,'Scenario Setup'!$B$50:$B$170,Optimization1[[#This Row],[Practice]]),0)","v":0}]
["Rainwater Harvesting",{"$f":"IFERROR(Optimization1[[#This Row],[Resulting Runoff Equivalent Impervious Area to Treat (acres) or Units to Treat (calc)]]*(Optimization1[[#This Row],[Original Units]]/Optimization1[[#This Row],[Runoff Equivalent Impervious Area Treated (acres) or Units Treated]]),0)","v":0},{"$f":"IFERROR(Optimization1[[#This Row],[TN (lbs/yr reduced)]]/Optimization1[[#This Row],[Runoff Equivalent Impervious Area Treated (acres) or Units Treated]]*Optimization1[[#This Row],[Resulting Runoff Equivalent Impervious Area to Treat (acres) or Units to Treat (calc)]],0)","v":0},{"$f":"IFERROR(Optimization1[[#This Row],[TP (lbs/yr reduced)]]/Optimization1[[#This Row],[Runoff Equivalent Impervious Area Treated (acres) or Units Treated]]*Optimization1[[#This Row],[Resulting Runoff Equivalent Impervious Area to Treat (acres) or Units to Treat (calc)]],0)","v":0},{"$f":"IFERROR(Optimization1[[#This Row],[TSS (lbs/yr reduced)]]/Optimization1[[#This Row],[Runoff Equivalent Impervious Area Treated (acres) or Units Treated]]*Optimization1[[#This Row],[Resulting Runoff Equivalent Impervious Area to Treat (acres) or Units to Treat (calc)]],0)","v":0},{"$f":"IFERROR(Optimization1[[#This Row],[Total Cost ($/yr)]]/Optimization1[[#This Row],[Runoff Equivalent Impervious Area Treated (acres) or Units Treated]]*Optimization1[[#This Row],[Resulting Runoff Equivalent Impervious Area to Treat (acres) or Units to Treat (calc)]],0)","v":0},{"$f":"IFERROR(Optimization1[[#This Row],[Total Cost ($/yr)]]/Optimization1[[#This Row],[TN (lbs/yr reduced)]],\"\")","v":""},{"$f":"IFERROR(Optimization1[[#This Row],[Total Cost ($/yr)]]/Optimization1[[#This Row],[TP (lbs/yr reduced)]],\"\")","v":""},{"$f":"IFERROR(Optimization1[[#This Row],[Total Cost ($/yr)]]/Optimization1[[#This Row],[TSS (lbs/yr reduced)]],\"\")","v":""},{"$f":"SUMIFS(IF($A$34=\"TN\",Optimization1[TN (lbs/yr reduced)],IF($A$34=\"TP\",Optimization1[TP (lbs/yr reduced)],IF($A$34=\"TN & TP\",Optimization1[TN (lbs/yr reduced)],Optimization1[TSS (lbs/yr reduced)]))),Optimization1[Selected Ranking],\">0\",Optimization1[Selected Ranking],\"<\"&Optimization1[[#This Row],[Selected Ranking]])","v":0},{"$f":"IF(Optimization1[[#This Row],[Reductions from Less Expensive or Higher Priority Practices (lbs)]]>=$A$36,0,IF(IF($A$34=\"TN\",Optimization1[[#This Row],[TN (lbs/yr reduced)]],IF($A$34=\"TP\",Optimization1[[#This Row],[TP (lbs/yr reduced)]],IF($A$34=\"TN & TP\",Optimization1[[#This Row],[TN (lbs/yr reduced)]],Optimization1[[#This Row],[TSS (lbs/yr reduced)]])))+Optimization1[[#This Row],[Reductions from Less Expensive or Higher Priority Practices (lbs)]]>$A$36,$A$36-Optimization1[[#This Row],[Reductions from Less Expensive or Higher Priority Practices (lbs)]],IF($A$34=\"TN\",Optimization1[[#This Row],[TN (lbs/yr reduced)]],IF($A$34=\"TP\",Optimization1[[#This Row],[TP (lbs/yr reduced)]],IF($A$34=\"TN & TP\",Optimization1[[#This Row],[TN (lbs/yr reduced)]],Optimization1[[#This Row],[TSS (lbs/yr reduced)]])))))","v":0},{"$f":"IFERROR(Optimization1[[#This Row],[Runoff Equivalent Impervious Area Treated (acres) or Units Treated]]/IF($A$34=\"TN\",Optimization1[[#This Row],[TN (lbs/yr reduced)]],IF($A$34=\"TP\",Optimization1[[#This Row],[TP (lbs/yr reduced)]],IF($A$34=\"TN & TP\",IF(Optimization1[[#This Row],[TN (lbs/yr reduced)]]=0,Optimization1[[#This Row],[TP (lbs/yr reduced)]],Optimization1[[#This Row],[TN (lbs/yr reduced)]]),Optimization1[[#This Row],[TSS (lbs/yr reduced)]])))*IF(AND($A$34=\"TN & TP\",Optimization1[[#This Row],[TN (lbs/yr reduced)]]=0),Optimization1[[#This Row],[TP (lbs/yr reduced)]],Optimization1[[#This Row],[Available Reduction (lbs)]]),0)","v":0},{"$f":"SUMIFS('Scenario Setup'!$I$50:$I$170,'Scenario Setup'!$C$50:$C$170,Optimization1[[#This Row],[Practice]])+SUMIFS('Scenario Setup'!$I$50:$I$170,'Scenario Setup'!$B$50:$B$170,Optimization1[[#This Row],[Practice]])","v":0},{"$f":"SUMIFS('Scenario Setup'!$E$50:$E$170,'Scenario Setup'!$C$50:$C$170,Optimization1[[#This Row],[Practice]])+SUMIFS('Scenario Setup'!$E$50:$E$170,'Scenario Setup'!$B$50:$B$170,Optimization1[[#This Row],[Practice]])","v":0},{"$f":"IFERROR(IF(Optimization1[[#This Row],[Total Cost ($/yr)]]=0,NA(),_xlfn.RANK.EQ(Optimization1[[#This Row],[$/lb TN]],Optimization1[$/lb TN],1)+IF(AND(SUMPRODUCT(--(Optimization1[$/lb TN]=Optimization1[[#This Row],[$/lb TN]]),--(Optimization1[Total Cost ($/yr)]>Optimization1[[#This Row],[Total Cost ($/yr)]]))>0,(COUNT(Optimization1[$/lb TN])+1-_xlfn.RANK.EQ(Optimization1[[#This Row],[$/lb TN]],Optimization1[$/lb TN],0)-_xlfn.RANK.EQ(Optimization1[[#This Row],[$/lb TN]],Optimization1[$/lb TN],1))/2>0),1,0)),0)","v":0},{"$f":"IFERROR(IF(Optimization1[[#This Row],[Total Cost ($/yr)]]=0,NA(),_xlfn.RANK.EQ(Optimization1[[#This Row],[$/lb TP ]],Optimization1[$/lb TP ],1)+IF(AND(SUMPRODUCT(--(Optimization1[$/lb TP ]=Optimization1[[#This Row],[$/lb TP ]]),--(Optimization1[Total Cost ($/yr)]>Optimization1[[#This Row],[Total Cost ($/yr)]]))>0,(COUNT(Optimization1[$/lb TP ])+1-_xlfn.RANK.EQ(Optimization1[[#This Row],[$/lb TP ]],Optimization1[$/lb TP ],0)-_xlfn.RANK.EQ(Optimization1[[#This Row],[$/lb TP ]],Optimization1[$/lb TP ],1))/2>0),1,0)),0)","v":0},{"$f":"IFERROR(IF(Optimization1[[#This Row],[Total Cost ($/yr)]]=0,NA(),_xlfn.RANK.EQ(Optimization1[[#This Row],[$/lb TSS ]],Optimization1[$/lb TSS ],1)+IF(AND(SUMPRODUCT(--(Optimization1[$/lb TSS ]=Optimization1[[#This Row],[$/lb TSS ]]),--(Optimization1[Total Cost ($/yr)]>Optimization1[[#This Row],[Total Cost ($/yr)]]))>0,(COUNT(Optimization1[$/lb TSS ])+1-_xlfn.RANK.EQ(Optimization1[[#This Row],[$/lb TSS ]],Optimization1[$/lb TSS ],0)-_xlfn.RANK.EQ(Optimization1[[#This Row],[$/lb TSS ]],Optimization1[$/lb TSS ],1))/2>0),1,0)),0)","v":0},{"$f":"IFERROR(Optimization1[[#This Row],[TN Rank]]*$C$34+Optimization1[[#This Row],[TP Rank]]*$C$35,0)","v":0},{"$f":"IF($A$34=\"TN\",Optimization1[[#This Row],[TN Rank]],IF($A$34=\"TP\",Optimization1[[#This Row],[TP Rank]],IF($A$34=\"TN & TP\",Optimization1[[#This Row],[TN & TP Rank]],Optimization1[[#This Row],[TSS Rank]])))+IF(Priority[BMP Type]=Optimization1[[#This Row],[Practice]],0.5,0)","v":0},{"$f":"IF(Optimization1[[#This Row],[Selected Ranking]]>0,1,0)","v":0},{"$f":"Optimization1[[#This Row],[Total Cost ($/yr)]]/_xlfn.AGGREGATE(9,7,Optimization1[Total Cost ($/yr)])","v":{"$error":"#DIV/0!"}},{"$f":"IF(IFERROR(SUMIFS('Scenario Setup'!$Q$50:$Q$170,'Scenario Setup'!$C$50:$C$170,Optimization1[[#This Row],[Practice]])+SUMIFS('Scenario Setup'!$Q$50:$Q$170,'Scenario Setup'!$B$50:$B$170,Optimization1[[#This Row],[Practice]]),0)<0,0,IFERROR(SUMIFS('Scenario Setup'!$Q$50:$Q$170,'Scenario Setup'!$C$50:$C$170,Optimization1[[#This Row],[Practice]])+SUMIFS('Scenario Setup'!$Q$50:$Q$170,'Scenario Setup'!$B$50:$B$170,Optimization1[[#This Row],[Practice]]),0))","v":0},{"$f":"IF(IFERROR(SUMIFS('Scenario Setup'!$R$50:$R$170,'Scenario Setup'!$C$50:$C$170,Optimization1[[#This Row],[Practice]])+SUMIFS('Scenario Setup'!$R$50:$R$170,'Scenario Setup'!$B$50:$B$170,Optimization1[[#This Row],[Practice]]),0)<0,0,IFERROR(SUMIFS('Scenario Setup'!$R$50:$R$170,'Scenario Setup'!$C$50:$C$170,Optimization1[[#This Row],[Practice]])+SUMIFS('Scenario Setup'!$R$50:$R$170,'Scenario Setup'!$B$50:$B$170,Optimization1[[#This Row],[Practice]]),0))","v":0},{"$f":"IF(IFERROR(SUMIFS('Scenario Setup'!$S$50:$S$170,'Scenario Setup'!$C$50:$C$170,Optimization1[[#This Row],[Practice]])+SUMIFS('Scenario Setup'!$S$50:$S$170,'Scenario Setup'!$B$50:$B$170,Optimization1[[#This Row],[Practice]]),0)<0,0,IFERROR(SUMIFS('Scenario Setup'!$S$50:$S$170,'Scenario Setup'!$C$50:$C$170,Optimization1[[#This Row],[Practice]])+SUMIFS('Scenario Setup'!$S$50:$S$170,'Scenario Setup'!$B$50:$B$170,Optimization1[[#This Row],[Practice]]),0))","v":0},{"$f":"IFERROR(SUMIFS('Scenario Setup'!$V$50:$V$170,'Scenario Setup'!$C$50:$C$170,Optimization1[[#This Row],[Practice]])+SUMIFS('Scenario Setup'!$V$50:$V$170,'Scenario Setup'!$B$50:$B$170,Optimization1[[#This Row],[Practice]]),0)","v":0}]
["Sand Filter",{"$f":"IFERROR(Optimization1[[#This Row],[Resulting Runoff Equivalent Impervious Area to Treat (acres) or Units to Treat (calc)]]*(Optimization1[[#This Row],[Original Units]]/Optimization1[[#This Row],[Runoff Equivalent Impervious Area Treated (acres) or Units Treated]]),0)","v":0},{"$f":"IFERROR(Optimization1[[#This Row],[TN (lbs/yr reduced)]]/Optimization1[[#This Row],[Runoff Equivalent Impervious Area Treated (acres) or Units Treated]]*Optimization1[[#This Row],[Resulting Runoff Equivalent Impervious Area to Treat (acres) or Units to Treat (calc)]],0)","v":0},{"$f":"IFERROR(Optimization1[[#This Row],[TP (lbs/yr reduced)]]/Optimization1[[#This Row],[Runoff Equivalent Impervious Area Treated (acres) or Units Treated]]*Optimization1[[#This Row],[Resulting Runoff Equivalent Impervious Area to Treat (acres) or Units to Treat (calc)]],0)","v":0},{"$f":"IFERROR(Optimization1[[#This Row],[TSS (lbs/yr reduced)]]/Optimization1[[#This Row],[Runoff Equivalent Impervious Area Treated (acres) or Units Treated]]*Optimization1[[#This Row],[Resulting Runoff Equivalent Impervious Area to Treat (acres) or Units to Treat (calc)]],0)","v":0},{"$f":"IFERROR(Optimization1[[#This Row],[Total Cost ($/yr)]]/Optimization1[[#This Row],[Runoff Equivalent Impervious Area Treated (acres) or Units Treated]]*Optimization1[[#This Row],[Resulting Runoff Equivalent Impervious Area to Treat (acres) or Units to Treat (calc)]],0)","v":0},{"$f":"IFERROR(Optimization1[[#This Row],[Total Cost ($/yr)]]/Optimization1[[#This Row],[TN (lbs/yr reduced)]],\"\")","v":""},{"$f":"IFERROR(Optimization1[[#This Row],[Total Cost ($/yr)]]/Optimization1[[#This Row],[TP (lbs/yr reduced)]],\"\")","v":""},{"$f":"IFERROR(Optimization1[[#This Row],[Total Cost ($/yr)]]/Optimization1[[#This Row],[TSS (lbs/yr reduced)]],\"\")","v":""},{"$f":"SUMIFS(IF($A$34=\"TN\",Optimization1[TN (lbs/yr reduced)],IF($A$34=\"TP\",Optimization1[TP (lbs/yr reduced)],IF($A$34=\"TN & TP\",Optimization1[TN (lbs/yr reduced)],Optimization1[TSS (lbs/yr reduced)]))),Optimization1[Selected Ranking],\">0\",Optimization1[Selected Ranking],\"<\"&Optimization1[[#This Row],[Selected Ranking]])","v":0},{"$f":"IF(Optimization1[[#This Row],[Reductions from Less Expensive or Higher Priority Practices (lbs)]]>=$A$36,0,IF(IF($A$34=\"TN\",Optimization1[[#This Row],[TN (lbs/yr reduced)]],IF($A$34=\"TP\",Optimization1[[#This Row],[TP (lbs/yr reduced)]],IF($A$34=\"TN & TP\",Optimization1[[#This Row],[TN (lbs/yr reduced)]],Optimization1[[#This Row],[TSS (lbs/yr reduced)]])))+Optimization1[[#This Row],[Reductions from Less Expensive or Higher Priority Practices (lbs)]]>$A$36,$A$36-Optimization1[[#This Row],[Reductions from Less Expensive or Higher Priority Practices (lbs)]],IF($A$34=\"TN\",Optimization1[[#This Row],[TN (lbs/yr reduced)]],IF($A$34=\"TP\",Optimization1[[#This Row],[TP (lbs/yr reduced)]],IF($A$34=\"TN & TP\",Optimization1[[#This Row],[TN (lbs/yr reduced)]],Optimization1[[#This Row],[TSS (lbs/yr reduced)]])))))","v":0},{"$f":"IFERROR(Optimization1[[#This Row],[Runoff Equivalent Impervious Area Treated (acres) or Units Treated]]/IF($A$34=\"TN\",Optimization1[[#This Row],[TN (lbs/yr reduced)]],IF($A$34=\"TP\",Optimization1[[#This Row],[TP (lbs/yr reduced)]],IF($A$34=\"TN & TP\",IF(Optimization1[[#This Row],[TN (lbs/yr reduced)]]=0,Optimization1[[#This Row],[TP (lbs/yr reduced)]],Optimization1[[#This Row],[TN (lbs/yr reduced)]]),Optimization1[[#This Row],[TSS (lbs/yr reduced)]])))*IF(AND($A$34=\"TN & TP\",Optimization1[[#This Row],[TN (lbs/yr reduced)]]=0),Optimization1[[#This Row],[TP (lbs/yr reduced)]],Optimization1[[#This Row],[Available Reduction (lbs)]]),0)","v":0},{"$f":"SUMIFS('Scenario Setup'!$I$50:$I$170,'Scenario Setup'!$C$50:$C$170,Optimization1[[#This Row],[Practice]])+SUMIFS('Scenario Setup'!$I$50:$I$170,'Scenario Setup'!$B$50:$B$170,Optimization1[[#This Row],[Practice]])","v":0},{"$f":"SUMIFS('Scenario Setup'!$E$50:$E$170,'Scenario Setup'!$C$50:$C$170,Optimization1[[#This Row],[Practice]])+SUMIFS('Scenario Setup'!$E$50:$E$170,'Scenario Setup'!$B$50:$B$170,Optimization1[[#This Row],[Practice]])","v":0},{"$f":"IFERROR(IF(Optimization1[[#This Row],[Total Cost ($/yr)]]=0,NA(),_xlfn.RANK.EQ(Optimization1[[#This Row],[$/lb TN]],Optimization1[$/lb TN],1)+IF(AND(SUMPRODUCT(--(Optimization1[$/lb TN]=Optimization1[[#This Row],[$/lb TN]]),--(Optimization1[Total Cost ($/yr)]>Optimization1[[#This Row],[Total Cost ($/yr)]]))>0,(COUNT(Optimization1[$/lb TN])+1-_xlfn.RANK.EQ(Optimization1[[#This Row],[$/lb TN]],Optimization1[$/lb TN],0)-_xlfn.RANK.EQ(Optimization1[[#This Row],[$/lb TN]],Optimization1[$/lb TN],1))/2>0),1,0)),0)","v":0},{"$f":"IFERROR(IF(Optimization1[[#This Row],[Total Cost ($/yr)]]=0,NA(),_xlfn.RANK.EQ(Optimization1[[#This Row],[$/lb TP ]],Optimization1[$/lb TP ],1)+IF(AND(SUMPRODUCT(--(Optimization1[$/lb TP ]=Optimization1[[#This Row],[$/lb TP ]]),--(Optimization1[Total Cost ($/yr)]>Optimization1[[#This Row],[Total Cost ($/yr)]]))>0,(COUNT(Optimization1[$/lb TP ])+1-_xlfn.RANK.EQ(Optimization1[[#This Row],[$/lb TP ]],Optimization1[$/lb TP ],0)-_xlfn.RANK.EQ(Optimization1[[#This Row],[$/lb TP ]],Optimization1[$/lb TP ],1))/2>0),1,0)),0)","v":0},{"$f":"IFERROR(IF(Optimization1[[#This Row],[Total Cost ($/yr)]]=0,NA(),_xlfn.RANK.EQ(Optimization1[[#This Row],[$/lb TSS ]],Optimization1[$/lb TSS ],1)+IF(AND(SUMPRODUCT(--(Optimization1[$/lb TSS ]=Optimization1[[#This Row],[$/lb TSS ]]),--(Optimization1[Total Cost ($/yr)]>Optimization1[[#This Row],[Total Cost ($/yr)]]))>0,(COUNT(Optimization1[$/lb TSS ])+1-_xlfn.RANK.EQ(Optimization1[[#This Row],[$/lb TSS ]],Optimization1[$/lb TSS ],0)-_xlfn.RANK.EQ(Optimization1[[#This Row],[$/lb TSS ]],Optimization1[$/lb TSS ],1))/2>0),1,0)),0)","v":0},{"$f":"IFERROR(Optimization1[[#This Row],[TN Rank]]*$C$34+Optimization1[[#This Row],[TP Rank]]*$C$35,0)","v":0},{"$f":"IF($A$34=\"TN\",Optimization1[[#This Row],[TN Rank]],IF($A$34=\"TP\",Optimization1[[#This Row],[TP Rank]],IF($A$34=\"TN & TP\",Optimization1[[#This Row],[TN & TP Rank]],Optimization1[[#This Row],[TSS Rank]])))+IF(Priority[BMP Type]=Optimization1[[#This Row],[Practice]],0.5,0)","v":0},{"$f":"IF(Optimization1[[#This Row],[Selected Ranking]]>0,1,0)","v":0},{"$f":"Optimization1[[#This Row],[Total Cost ($/yr)]]/_xlfn.AGGREGATE(9,7,Optimization1[Total Cost ($/yr)])","v":{"$error":"#DIV/0!"}},{"$f":"IF(IFERROR(SUMIFS('Scenario Setup'!$Q$50:$Q$170,'Scenario Setup'!$C$50:$C$170,Optimization1[[#This Row],[Practice]])+SUMIFS('Scenario Setup'!$Q$50:$Q$170,'Scenario Setup'!$B$50:$B$170,Optimization1[[#This Row],[Practice]]),0)<0,0,IFERROR(SUMIFS('Scenario Setup'!$Q$50:$Q$170,'Scenario Setup'!$C$50:$C$170,Optimization1[[#This Row],[Practice]])+SUMIFS('Scenario Setup'!$Q$50:$Q$170,'Scenario Setup'!$B$50:$B$170,Optimization1[[#This Row],[Practice]]),0))","v":0},{"$f":"IF(IFERROR(SUMIFS('Scenario Setup'!$R$50:$R$170,'Scenario Setup'!$C$50:$C$170,Optimization1[[#This Row],[Practice]])+SUMIFS('Scenario Setup'!$R$50:$R$170,'Scenario Setup'!$B$50:$B$170,Optimization1[[#This Row],[Practice]]),0)<0,0,IFERROR(SUMIFS('Scenario Setup'!$R$50:$R$170,'Scenario Setup'!$C$50:$C$170,Optimization1[[#This Row],[Practice]])+SUMIFS('Scenario Setup'!$R$50:$R$170,'Scenario Setup'!$B$50:$B$170,Optimization1[[#This Row],[Practice]]),0))","v":0},{"$f":"IF(IFERROR(SUMIFS('Scenario Setup'!$S$50:$S$170,'Scenario Setup'!$C$50:$C$170,Optimization1[[#This Row],[Practice]])+SUMIFS('Scenario Setup'!$S$50:$S$170,'Scenario Setup'!$B$50:$B$170,Optimization1[[#This Row],[Practice]]),0)<0,0,IFERROR(SUMIFS('Scenario Setup'!$S$50:$S$170,'Scenario Setup'!$C$50:$C$170,Optimization1[[#This Row],[Practice]])+SUMIFS('Scenario Setup'!$S$50:$S$170,'Scenario Setup'!$B$50:$B$170,Optimization1[[#This Row],[Practice]]),0))","v":0},{"$f":"IFERROR(SUMIFS('Scenario Setup'!$V$50:$V$170,'Scenario Setup'!$C$50:$C$170,Optimization1[[#This Row],[Practice]])+SUMIFS('Scenario Setup'!$V$50:$V$170,'Scenario Setup'!$B$50:$B$170,Optimization1[[#This Row],[Practice]]),0)","v":0}]
["Stormwater Planter",{"$f":"IFERROR(Optimization1[[#This Row],[Resulting Runoff Equivalent Impervious Area to Treat (acres) or Units to Treat (calc)]]*(Optimization1[[#This Row],[Original Units]]/Optimization1[[#This Row],[Runoff Equivalent Impervious Area Treated (acres) or Units Treated]]),0)","v":0},{"$f":"IFERROR(Optimization1[[#This Row],[TN (lbs/yr reduced)]]/Optimization1[[#This Row],[Runoff Equivalent Impervious Area Treated (acres) or Units Treated]]*Optimization1[[#This Row],[Resulting Runoff Equivalent Impervious Area to Treat (acres) or Units to Treat (calc)]],0)","v":0},{"$f":"IFERROR(Optimization1[[#This Row],[TP (lbs/yr reduced)]]/Optimization1[[#This Row],[Runoff Equivalent Impervious Area Treated (acres) or Units Treated]]*Optimization1[[#This Row],[Resulting Runoff Equivalent Impervious Area to Treat (acres) or Units to Treat (calc)]],0)","v":0},{"$f":"IFERROR(Optimization1[[#This Row],[TSS (lbs/yr reduced)]]/Optimization1[[#This Row],[Runoff Equivalent Impervious Area Treated (acres) or Units Treated]]*Optimization1[[#This Row],[Resulting Runoff Equivalent Impervious Area to Treat (acres) or Units to Treat (calc)]],0)","v":0},{"$f":"IFERROR(Optimization1[[#This Row],[Total Cost ($/yr)]]/Optimization1[[#This Row],[Runoff Equivalent Impervious Area Treated (acres) or Units Treated]]*Optimization1[[#This Row],[Resulting Runoff Equivalent Impervious Area to Treat (acres) or Units to Treat (calc)]],0)","v":0},{"$f":"IFERROR(Optimization1[[#This Row],[Total Cost ($/yr)]]/Optimization1[[#This Row],[TN (lbs/yr reduced)]],\"\")","v":""},{"$f":"IFERROR(Optimization1[[#This Row],[Total Cost ($/yr)]]/Optimization1[[#This Row],[TP (lbs/yr reduced)]],\"\")","v":""},{"$f":"IFERROR(Optimization1[[#This Row],[Total Cost ($/yr)]]/Optimization1[[#This Row],[TSS (lbs/yr reduced)]],\"\")","v":""},{"$f":"SUMIFS(IF($A$34=\"TN\",Optimization1[TN (lbs/yr reduced)],IF($A$34=\"TP\",Optimization1[TP (lbs/yr reduced)],IF($A$34=\"TN & TP\",Optimization1[TN (lbs/yr reduced)],Optimization1[TSS (lbs/yr reduced)]))),Optimization1[Selected Ranking],\">0\",Optimization1[Selected Ranking],\"<\"&Optimization1[[#This Row],[Selected Ranking]])","v":0},{"$f":"IF(Optimization1[[#This Row],[Reductions from Less Expensive or Higher Priority Practices (lbs)]]>=$A$36,0,IF(IF($A$34=\"TN\",Optimization1[[#This Row],[TN (lbs/yr reduced)]],IF($A$34=\"TP\",Optimization1[[#This Row],[TP (lbs/yr reduced)]],IF($A$34=\"TN & TP\",Optimization1[[#This Row],[TN (lbs/yr reduced)]],Optimization1[[#This Row],[TSS (lbs/yr reduced)]])))+Optimization1[[#This Row],[Reductions from Less Expensive or Higher Priority Practices (lbs)]]>$A$36,$A$36-Optimization1[[#This Row],[Reductions from Less Expensive or Higher Priority Practices (lbs)]],IF($A$34=\"TN\",Optimization1[[#This Row],[TN (lbs/yr reduced)]],IF($A$34=\"TP\",Optimization1[[#This Row],[TP (lbs/yr reduced)]],IF($A$34=\"TN & TP\",Optimization1[[#This Row],[TN (lbs/yr reduced)]],Optimization1[[#This Row],[TSS (lbs/yr reduced)]])))))","v":0},{"$f":"IFERROR(Optimization1[[#This Row],[Runoff Equivalent Impervious Area Treated (acres) or Units Treated]]/IF($A$34=\"TN\",Optimization1[[#This Row],[TN (lbs/yr reduced)]],IF($A$34=\"TP\",Optimization1[[#This Row],[TP (lbs/yr reduced)]],IF($A$34=\"TN & TP\",IF(Optimization1[[#This Row],[TN (lbs/yr reduced)]]=0,Optimization1[[#This Row],[TP (lbs/yr reduced)]],Optimization1[[#This Row],[TN (lbs/yr reduced)]]),Optimization1[[#This Row],[TSS (lbs/yr reduced)]])))*IF(AND($A$34=\"TN & TP\",Optimization1[[#This Row],[TN (lbs/yr reduced)]]=0),Optimization1[[#This Row],[TP (lbs/yr reduced)]],Optimization1[[#This Row],[Available Reduction (lbs)]]),0)","v":0},{"$f":"SUMIFS('Scenario Setup'!$I$50:$I$170,'Scenario Setup'!$C$50:$C$170,Optimization1[[#This Row],[Practice]])+SUMIFS('Scenario Setup'!$I$50:$I$170,'Scenario Setup'!$B$50:$B$170,Optimization1[[#This Row],[Practice]])","v":0},{"$f":"SUMIFS('Scenario Setup'!$E$50:$E$170,'Scenario Setup'!$C$50:$C$170,Optimization1[[#This Row],[Practice]])+SUMIFS('Scenario Setup'!$E$50:$E$170,'Scenario Setup'!$B$50:$B$170,Optimization1[[#This Row],[Practice]])","v":0},{"$f":"IFERROR(IF(Optimization1[[#This Row],[Total Cost ($/yr)]]=0,NA(),_xlfn.RANK.EQ(Optimization1[[#This Row],[$/lb TN]],Optimization1[$/lb TN],1)+IF(AND(SUMPRODUCT(--(Optimization1[$/lb TN]=Optimization1[[#This Row],[$/lb TN]]),--(Optimization1[Total Cost ($/yr)]>Optimization1[[#This Row],[Total Cost ($/yr)]]))>0,(COUNT(Optimization1[$/lb TN])+1-_xlfn.RANK.EQ(Optimization1[[#This Row],[$/lb TN]],Optimization1[$/lb TN],0)-_xlfn.RANK.EQ(Optimization1[[#This Row],[$/lb TN]],Optimization1[$/lb TN],1))/2>0),1,0)),0)","v":0},{"$f":"IFERROR(IF(Optimization1[[#This Row],[Total Cost ($/yr)]]=0,NA(),_xlfn.RANK.EQ(Optimization1[[#This Row],[$/lb TP ]],Optimization1[$/lb TP ],1)+IF(AND(SUMPRODUCT(--(Optimization1[$/lb TP ]=Optimization1[[#This Row],[$/lb TP ]]),--(Optimization1[Total Cost ($/yr)]>Optimization1[[#This Row],[Total Cost ($/yr)]]))>0,(COUNT(Optimization1[$/lb TP ])+1-_xlfn.RANK.EQ(Optimization1[[#This Row],[$/lb TP ]],Optimization1[$/lb TP ],0)-_xlfn.RANK.EQ(Optimization1[[#This Row],[$/lb TP ]],Optimization1[$/lb TP ],1))/2>0),1,0)),0)","v":0},{"$f":"IFERROR(IF(Optimization1[[#This Row],[Total Cost ($/yr)]]=0,NA(),_xlfn.RANK.EQ(Optimization1[[#This Row],[$/lb TSS ]],Optimization1[$/lb TSS ],1)+IF(AND(SUMPRODUCT(--(Optimization1[$/lb TSS ]=Optimization1[[#This Row],[$/lb TSS ]]),--(Optimization1[Total Cost ($/yr)]>Optimization1[[#This Row],[Total Cost ($/yr)]]))>0,(COUNT(Optimization1[$/lb TSS ])+1-_xlfn.RANK.EQ(Optimization1[[#This Row],[$/lb TSS ]],Optimization1[$/lb TSS ],0)-_xlfn.RANK.EQ(Optimization1[[#This Row],[$/lb TSS ]],Optimization1[$/lb TSS ],1))/2>0),1,0)),0)","v":0},{"$f":"IFERROR(Optimization1[[#This Row],[TN Rank]]*$C$34+Optimization1[[#This Row],[TP Rank]]*$C$35,0)","v":0},{"$f":"IF($A$34=\"TN\",Optimization1[[#This Row],[TN Rank]],IF($A$34=\"TP\",Optimization1[[#This Row],[TP Rank]],IF($A$34=\"TN & TP\",Optimization1[[#This Row],[TN & TP Rank]],Optimization1[[#This Row],[TSS Rank]])))+IF(Priority[BMP Type]=Optimization1[[#This Row],[Practice]],0.5,0)","v":0},{"$f":"IF(Optimization1[[#This Row],[Selected Ranking]]>0,1,0)","v":0},{"$f":"Optimization1[[#This Row],[Total Cost ($/yr)]]/_xlfn.AGGREGATE(9,7,Optimization1[Total Cost ($/yr)])","v":{"$error":"#DIV/0!"}},{"$f":"IF(IFERROR(SUMIFS('Scenario Setup'!$Q$50:$Q$170,'Scenario Setup'!$C$50:$C$170,Optimization1[[#This Row],[Practice]])+SUMIFS('Scenario Setup'!$Q$50:$Q$170,'Scenario Setup'!$B$50:$B$170,Optimization1[[#This Row],[Practice]]),0)<0,0,IFERROR(SUMIFS('Scenario Setup'!$Q$50:$Q$170,'Scenario Setup'!$C$50:$C$170,Optimization1[[#This Row],[Practice]])+SUMIFS('Scenario Setup'!$Q$50:$Q$170,'Scenario Setup'!$B$50:$B$170,Optimization1[[#This Row],[Practice]]),0))","v":0},{"$f":"IF(IFERROR(SUMIFS('Scenario Setup'!$R$50:$R$170,'Scenario Setup'!$C$50:$C$170,Optimization1[[#This Row],[Practice]])+SUMIFS('Scenario Setup'!$R$50:$R$170,'Scenario Setup'!$B$50:$B$170,Optimization1[[#This Row],[Practice]]),0)<0,0,IFERROR(SUMIFS('Scenario Setup'!$R$50:$R$170,'Scenario Setup'!$C$50:$C$170,Optimization1[[#This Row],[Practice]])+SUMIFS('Scenario Setup'!$R$50:$R$170,'Scenario Setup'!$B$50:$B$170,Optimization1[[#This Row],[Practice]]),0))","v":0},{"$f":"IF(IFERROR(SUMIFS('Scenario Setup'!$S$50:$S$170,'Scenario Setup'!$C$50:$C$170,Optimization1[[#This Row],[Practice]])+SUMIFS('Scenario Setup'!$S$50:$S$170,'Scenario Setup'!$B$50:$B$170,Optimization1[[#This Row],[Practice]]),0)<0,0,IFERROR(SUMIFS('Scenario Setup'!$S$50:$S$170,'Scenario Setup'!$C$50:$C$170,Optimization1[[#This Row],[Practice]])+SUMIFS('Scenario Setup'!$S$50:$S$170,'Scenario Setup'!$B$50:$B$170,Optimization1[[#This Row],[Practice]]),0))","v":0},{"$f":"IFERROR(SUMIFS('Scenario Setup'!$V$50:$V$170,'Scenario Setup'!$C$50:$C$170,Optimization1[[#This Row],[Practice]])+SUMIFS('Scenario Setup'!$V$50:$V$170,'Scenario Setup'!$B$50:$B$170,Optimization1[[#This Row],[Practice]]),0)","v":0}]
["Hydrodynamic and Filtering Practices",{"$f":"IFERROR(Optimization1[[#This Row],[Resulting Runoff Equivalent Impervious Area to Treat (acres) or Units to Treat (calc)]]*(Optimization1[[#This Row],[Original Units]]/Optimization1[[#This Row],[Runoff Equivalent Impervious Area Treated (acres) or Units Treated]]),0)","v":0},{"$f":"IFERROR(Optimization1[[#This Row],[TN (lbs/yr reduced)]]/Optimization1[[#This Row],[Runoff Equivalent Impervious Area Treated (acres) or Units Treated]]*Optimization1[[#This Row],[Resulting Runoff Equivalent Impervious Area to Treat (acres) or Units to Treat (calc)]],0)","v":0},{"$f":"IFERROR(Optimization1[[#This Row],[TP (lbs/yr reduced)]]/Optimization1[[#This Row],[Runoff Equivalent Impervious Area Treated (acres) or Units Treated]]*Optimization1[[#This Row],[Resulting Runoff Equivalent Impervious Area to Treat (acres) or Units to Treat (calc)]],0)","v":0},{"$f":"IFERROR(Optimization1[[#This Row],[TSS (lbs/yr reduced)]]/Optimization1[[#This Row],[Runoff Equivalent Impervious Area Treated (acres) or Units Treated]]*Optimization1[[#This Row],[Resulting Runoff Equivalent Impervious Area to Treat (acres) or Units to Treat (calc)]],0)","v":0},{"$f":"IFERROR(Optimization1[[#This Row],[Total Cost ($/yr)]]/Optimization1[[#This Row],[Runoff Equivalent Impervious Area Treated (acres) or Units Treated]]*Optimization1[[#This Row],[Resulting Runoff Equivalent Impervious Area to Treat (acres) or Units to Treat (calc)]],0)","v":0},{"$f":"IFERROR(Optimization1[[#This Row],[Total Cost ($/yr)]]/Optimization1[[#This Row],[TN (lbs/yr reduced)]],\"\")","v":""},{"$f":"IFERROR(Optimization1[[#This Row],[Total Cost ($/yr)]]/Optimization1[[#This Row],[TP (lbs/yr reduced)]],\"\")","v":""},{"$f":"IFERROR(Optimization1[[#This Row],[Total Cost ($/yr)]]/Optimization1[[#This Row],[TSS (lbs/yr reduced)]],\"\")","v":""},{"$f":"SUMIFS(IF($A$34=\"TN\",Optimization1[TN (lbs/yr reduced)],IF($A$34=\"TP\",Optimization1[TP (lbs/yr reduced)],IF($A$34=\"TN & TP\",Optimization1[TN (lbs/yr reduced)],Optimization1[TSS (lbs/yr reduced)]))),Optimization1[Selected Ranking],\">0\",Optimization1[Selected Ranking],\"<\"&Optimization1[[#This Row],[Selected Ranking]])","v":0},{"$f":"IF(Optimization1[[#This Row],[Reductions from Less Expensive or Higher Priority Practices (lbs)]]>=$A$36,0,IF(IF($A$34=\"TN\",Optimization1[[#This Row],[TN (lbs/yr reduced)]],IF($A$34=\"TP\",Optimization1[[#This Row],[TP (lbs/yr reduced)]],IF($A$34=\"TN & TP\",Optimization1[[#This Row],[TN (lbs/yr reduced)]],Optimization1[[#This Row],[TSS (lbs/yr reduced)]])))+Optimization1[[#This Row],[Reductions from Less Expensive or Higher Priority Practices (lbs)]]>$A$36,$A$36-Optimization1[[#This Row],[Reductions from Less Expensive or Higher Priority Practices (lbs)]],IF($A$34=\"TN\",Optimization1[[#This Row],[TN (lbs/yr reduced)]],IF($A$34=\"TP\",Optimization1[[#This Row],[TP (lbs/yr reduced)]],IF($A$34=\"TN & TP\",Optimization1[[#This Row],[TN (lbs/yr reduced)]],Optimization1[[#This Row],[TSS (lbs/yr reduced)]])))))","v":0},{"$f":"IFERROR(Optimization1[[#This Row],[Runoff Equivalent Impervious Area Treated (acres) or Units Treated]]/IF($A$34=\"TN\",Optimization1[[#This Row],[TN (lbs/yr reduced)]],IF($A$34=\"TP\",Optimization1[[#This Row],[TP (lbs/yr reduced)]],IF($A$34=\"TN & TP\",IF(Optimization1[[#This Row],[TN (lbs/yr reduced)]]=0,Optimization1[[#This Row],[TP (lbs/yr reduced)]],Optimization1[[#This Row],[TN (lbs/yr reduced)]]),Optimization1[[#This Row],[TSS (lbs/yr reduced)]])))*IF(AND($A$34=\"TN & TP\",Optimization1[[#This Row],[TN (lbs/yr reduced)]]=0),Optimization1[[#This Row],[TP (lbs/yr reduced)]],Optimization1[[#This Row],[Available Reduction (lbs)]]),0)","v":0},{"$f":"SUMIFS('Scenario Setup'!$I$50:$I$170,'Scenario Setup'!$C$50:$C$170,Optimization1[[#This Row],[Practice]])+SUMIFS('Scenario Setup'!$I$50:$I$170,'Scenario Setup'!$B$50:$B$170,Optimization1[[#This Row],[Practice]])","v":0},{"$f":"SUMIFS('Scenario Setup'!$E$50:$E$170,'Scenario Setup'!$C$50:$C$170,Optimization1[[#This Row],[Practice]])+SUMIFS('Scenario Setup'!$E$50:$E$170,'Scenario Setup'!$B$50:$B$170,Optimization1[[#This Row],[Practice]])","v":0},{"$f":"IFERROR(IF(Optimization1[[#This Row],[Total Cost ($/yr)]]=0,NA(),_xlfn.RANK.EQ(Optimization1[[#This Row],[$/lb TN]],Optimization1[$/lb TN],1)+IF(AND(SUMPRODUCT(--(Optimization1[$/lb TN]=Optimization1[[#This Row],[$/lb TN]]),--(Optimization1[Total Cost ($/yr)]>Optimization1[[#This Row],[Total Cost ($/yr)]]))>0,(COUNT(Optimization1[$/lb TN])+1-_xlfn.RANK.EQ(Optimization1[[#This Row],[$/lb TN]],Optimization1[$/lb TN],0)-_xlfn.RANK.EQ(Optimization1[[#This Row],[$/lb TN]],Optimization1[$/lb TN],1))/2>0),1,0)),0)","v":0},{"$f":"IFERROR(IF(Optimization1[[#This Row],[Total Cost ($/yr)]]=0,NA(),_xlfn.RANK.EQ(Optimization1[[#This Row],[$/lb TP ]],Optimization1[$/lb TP ],1)+IF(AND(SUMPRODUCT(--(Optimization1[$/lb TP ]=Optimization1[[#This Row],[$/lb TP ]]),--(Optimization1[Total Cost ($/yr)]>Optimization1[[#This Row],[Total Cost ($/yr)]]))>0,(COUNT(Optimization1[$/lb TP ])+1-_xlfn.RANK.EQ(Optimization1[[#This Row],[$/lb TP ]],Optimization1[$/lb TP ],0)-_xlfn.RANK.EQ(Optimization1[[#This Row],[$/lb TP ]],Optimization1[$/lb TP ],1))/2>0),1,0)),0)","v":0},{"$f":"IFERROR(IF(Optimization1[[#This Row],[Total Cost ($/yr)]]=0,NA(),_xlfn.RANK.EQ(Optimization1[[#This Row],[$/lb TSS ]],Optimization1[$/lb TSS ],1)+IF(AND(SUMPRODUCT(--(Optimization1[$/lb TSS ]=Optimization1[[#This Row],[$/lb TSS ]]),--(Optimization1[Total Cost ($/yr)]>Optimization1[[#This Row],[Total Cost ($/yr)]]))>0,(COUNT(Optimization1[$/lb TSS ])+1-_xlfn.RANK.EQ(Optimization1[[#This Row],[$/lb TSS ]],Optimization1[$/lb TSS ],0)-_xlfn.RANK.EQ(Optimization1[[#This Row],[$/lb TSS ]],Optimization1[$/lb TSS ],1))/2>0),1,0)),0)","v":0},{"$f":"IFERROR(Optimization1[[#This Row],[TN Rank]]*$C$34+Optimization1[[#This Row],[TP Rank]]*$C$35,0)","v":0},{"$f":"IF($A$34=\"TN\",Optimization1[[#This Row],[TN Rank]],IF($A$34=\"TP\",Optimization1[[#This Row],[TP Rank]],IF($A$34=\"TN & TP\",Optimization1[[#This Row],[TN & TP Rank]],Optimization1[[#This Row],[TSS Rank]])))+IF(Priority[BMP Type]=Optimization1[[#This Row],[Practice]],0.5,0)","v":0},{"$f":"IF(Optimization1[[#This Row],[Selected Ranking]]>0,1,0)","v":0},{"$f":"Optimization1[[#This Row],[Total Cost ($/yr)]]/_xlfn.AGGREGATE(9,7,Optimization1[Total Cost ($/yr)])","v":{"$error":"#DIV/0!"}},{"$f":"IF(IFERROR(SUMIFS('Scenario Setup'!$Q$50:$Q$170,'Scenario Setup'!$C$50:$C$170,Optimization1[[#This Row],[Practice]])+SUMIFS('Scenario Setup'!$Q$50:$Q$170,'Scenario Setup'!$B$50:$B$170,Optimization1[[#This Row],[Practice]]),0)<0,0,IFERROR(SUMIFS('Scenario Setup'!$Q$50:$Q$170,'Scenario Setup'!$C$50:$C$170,Optimization1[[#This Row],[Practice]])+SUMIFS('Scenario Setup'!$Q$50:$Q$170,'Scenario Setup'!$B$50:$B$170,Optimization1[[#This Row],[Practice]]),0))","v":0},{"$f":"IF(IFERROR(SUMIFS('Scenario Setup'!$R$50:$R$170,'Scenario Setup'!$C$50:$C$170,Optimization1[[#This Row],[Practice]])+SUMIFS('Scenario Setup'!$R$50:$R$170,'Scenario Setup'!$B$50:$B$170,Optimization1[[#This Row],[Practice]]),0)<0,0,IFERROR(SUMIFS('Scenario Setup'!$R$50:$R$170,'Scenario Setup'!$C$50:$C$170,Optimization1[[#This Row],[Practice]])+SUMIFS('Scenario Setup'!$R$50:$R$170,'Scenario Setup'!$B$50:$B$170,Optimization1[[#This Row],[Practice]]),0))","v":0},{"$f":"IF(IFERROR(SUMIFS('Scenario Setup'!$S$50:$S$170,'Scenario Setup'!$C$50:$C$170,Optimization1[[#This Row],[Practice]])+SUMIFS('Scenario Setup'!$S$50:$S$170,'Scenario Setup'!$B$50:$B$170,Optimization1[[#This Row],[Practice]]),0)<0,0,IFERROR(SUMIFS('Scenario Setup'!$S$50:$S$170,'Scenario Setup'!$C$50:$C$170,Optimization1[[#This Row],[Practice]])+SUMIFS('Scenario Setup'!$S$50:$S$170,'Scenario Setup'!$B$50:$B$170,Optimization1[[#This Row],[Practice]]),0))","v":0},{"$f":"IFERROR(SUMIFS('Scenario Setup'!$V$50:$V$170,'Scenario Setup'!$C$50:$C$170,Optimization1[[#This Row],[Practice]])+SUMIFS('Scenario Setup'!$V$50:$V$170,'Scenario Setup'!$B$50:$B$170,Optimization1[[#This Row],[Practice]]),0)","v":0}]
["Regenerative Stormwater Conveyance",{"$f":"IFERROR(Optimization1[[#This Row],[Resulting Runoff Equivalent Impervious Area to Treat (acres) or Units to Treat (calc)]]*(Optimization1[[#This Row],[Original Units]]/Optimization1[[#This Row],[Runoff Equivalent Impervious Area Treated (acres) or Units Treated]]),0)","v":0},{"$f":"IFERROR(Optimization1[[#This Row],[TN (lbs/yr reduced)]]/Optimization1[[#This Row],[Runoff Equivalent Impervious Area Treated (acres) or Units Treated]]*Optimization1[[#This Row],[Resulting Runoff Equivalent Impervious Area to Treat (acres) or Units to Treat (calc)]],0)","v":0},{"$f":"IFERROR(Optimization1[[#This Row],[TP (lbs/yr reduced)]]/Optimization1[[#This Row],[Runoff Equivalent Impervious Area Treated (acres) or Units Treated]]*Optimization1[[#This Row],[Resulting Runoff Equivalent Impervious Area to Treat (acres) or Units to Treat (calc)]],0)","v":0},{"$f":"IFERROR(Optimization1[[#This Row],[TSS (lbs/yr reduced)]]/Optimization1[[#This Row],[Runoff Equivalent Impervious Area Treated (acres) or Units Treated]]*Optimization1[[#This Row],[Resulting Runoff Equivalent Impervious Area to Treat (acres) or Units to Treat (calc)]],0)","v":0},{"$f":"IFERROR(Optimization1[[#This Row],[Total Cost ($/yr)]]/Optimization1[[#This Row],[Runoff Equivalent Impervious Area Treated (acres) or Units Treated]]*Optimization1[[#This Row],[Resulting Runoff Equivalent Impervious Area to Treat (acres) or Units to Treat (calc)]],0)","v":0},{"$f":"IFERROR(Optimization1[[#This Row],[Total Cost ($/yr)]]/Optimization1[[#This Row],[TN (lbs/yr reduced)]],\"\")","v":""},{"$f":"IFERROR(Optimization1[[#This Row],[Total Cost ($/yr)]]/Optimization1[[#This Row],[TP (lbs/yr reduced)]],\"\")","v":""},{"$f":"IFERROR(Optimization1[[#This Row],[Total Cost ($/yr)]]/Optimization1[[#This Row],[TSS (lbs/yr reduced)]],\"\")","v":""},{"$f":"SUMIFS(IF($A$34=\"TN\",Optimization1[TN (lbs/yr reduced)],IF($A$34=\"TP\",Optimization1[TP (lbs/yr reduced)],IF($A$34=\"TN & TP\",Optimization1[TN (lbs/yr reduced)],Optimization1[TSS (lbs/yr reduced)]))),Optimization1[Selected Ranking],\">0\",Optimization1[Selected Ranking],\"<\"&Optimization1[[#This Row],[Selected Ranking]])","v":0},{"$f":"IF(Optimization1[[#This Row],[Reductions from Less Expensive or Higher Priority Practices (lbs)]]>=$A$36,0,IF(IF($A$34=\"TN\",Optimization1[[#This Row],[TN (lbs/yr reduced)]],IF($A$34=\"TP\",Optimization1[[#This Row],[TP (lbs/yr reduced)]],IF($A$34=\"TN & TP\",Optimization1[[#This Row],[TN (lbs/yr reduced)]],Optimization1[[#This Row],[TSS (lbs/yr reduced)]])))+Optimization1[[#This Row],[Reductions from Less Expensive or Higher Priority Practices (lbs)]]>$A$36,$A$36-Optimization1[[#This Row],[Reductions from Less Expensive or Higher Priority Practices (lbs)]],IF($A$34=\"TN\",Optimization1[[#This Row],[TN (lbs/yr reduced)]],IF($A$34=\"TP\",Optimization1[[#This Row],[TP (lbs/yr reduced)]],IF($A$34=\"TN & TP\",Optimization1[[#This Row],[TN (lbs/yr reduced)]],Optimization1[[#This Row],[TSS (lbs/yr reduced)]])))))","v":0},{"$f":"IFERROR(Optimization1[[#This Row],[Runoff Equivalent Impervious Area Treated (acres) or Units Treated]]/IF($A$34=\"TN\",Optimization1[[#This Row],[TN (lbs/yr reduced)]],IF($A$34=\"TP\",Optimization1[[#This Row],[TP (lbs/yr reduced)]],IF($A$34=\"TN & TP\",IF(Optimization1[[#This Row],[TN (lbs/yr reduced)]]=0,Optimization1[[#This Row],[TP (lbs/yr reduced)]],Optimization1[[#This Row],[TN (lbs/yr reduced)]]),Optimization1[[#This Row],[TSS (lbs/yr reduced)]])))*IF(AND($A$34=\"TN & TP\",Optimization1[[#This Row],[TN (lbs/yr reduced)]]=0),Optimization1[[#This Row],[TP (lbs/yr reduced)]],Optimization1[[#This Row],[Available Reduction (lbs)]]),0)","v":0},{"$f":"SUMIFS('Scenario Setup'!$I$50:$I$170,'Scenario Setup'!$C$50:$C$170,Optimization1[[#This Row],[Practice]])+SUMIFS('Scenario Setup'!$I$50:$I$170,'Scenario Setup'!$B$50:$B$170,Optimization1[[#This Row],[Practice]])","v":0},{"$f":"SUMIFS('Scenario Setup'!$E$50:$E$170,'Scenario Setup'!$C$50:$C$170,Optimization1[[#This Row],[Practice]])+SUMIFS('Scenario Setup'!$E$50:$E$170,'Scenario Setup'!$B$50:$B$170,Optimization1[[#This Row],[Practice]])","v":0},{"$f":"IFERROR(IF(Optimization1[[#This Row],[Total Cost ($/yr)]]=0,NA(),_xlfn.RANK.EQ(Optimization1[[#This Row],[$/lb TN]],Optimization1[$/lb TN],1)+IF(AND(SUMPRODUCT(--(Optimization1[$/lb TN]=Optimization1[[#This Row],[$/lb TN]]),--(Optimization1[Total Cost ($/yr)]>Optimization1[[#This Row],[Total Cost ($/yr)]]))>0,(COUNT(Optimization1[$/lb TN])+1-_xlfn.RANK.EQ(Optimization1[[#This Row],[$/lb TN]],Optimization1[$/lb TN],0)-_xlfn.RANK.EQ(Optimization1[[#This Row],[$/lb TN]],Optimization1[$/lb TN],1))/2>0),1,0)),0)","v":0},{"$f":"IFERROR(IF(Optimization1[[#This Row],[Total Cost ($/yr)]]=0,NA(),_xlfn.RANK.EQ(Optimization1[[#This Row],[$/lb TP ]],Optimization1[$/lb TP ],1)+IF(AND(SUMPRODUCT(--(Optimization1[$/lb TP ]=Optimization1[[#This Row],[$/lb TP ]]),--(Optimization1[Total Cost ($/yr)]>Optimization1[[#This Row],[Total Cost ($/yr)]]))>0,(COUNT(Optimization1[$/lb TP ])+1-_xlfn.RANK.EQ(Optimization1[[#This Row],[$/lb TP ]],Optimization1[$/lb TP ],0)-_xlfn.RANK.EQ(Optimization1[[#This Row],[$/lb TP ]],Optimization1[$/lb TP ],1))/2>0),1,0)),0)","v":0},{"$f":"IFERROR(IF(Optimization1[[#This Row],[Total Cost ($/yr)]]=0,NA(),_xlfn.RANK.EQ(Optimization1[[#This Row],[$/lb TSS ]],Optimization1[$/lb TSS ],1)+IF(AND(SUMPRODUCT(--(Optimization1[$/lb TSS ]=Optimization1[[#This Row],[$/lb TSS ]]),--(Optimization1[Total Cost ($/yr)]>Optimization1[[#This Row],[Total Cost ($/yr)]]))>0,(COUNT(Optimization1[$/lb TSS ])+1-_xlfn.RANK.EQ(Optimization1[[#This Row],[$/lb TSS ]],Optimization1[$/lb TSS ],0)-_xlfn.RANK.EQ(Optimization1[[#This Row],[$/lb TSS ]],Optimization1[$/lb TSS ],1))/2>0),1,0)),0)","v":0},{"$f":"IFERROR(Optimization1[[#This Row],[TN Rank]]*$C$34+Optimization1[[#This Row],[TP Rank]]*$C$35,0)","v":0},{"$f":"IF($A$34=\"TN\",Optimization1[[#This Row],[TN Rank]],IF($A$34=\"TP\",Optimization1[[#This Row],[TP Rank]],IF($A$34=\"TN & TP\",Optimization1[[#This Row],[TN & TP Rank]],Optimization1[[#This Row],[TSS Rank]])))+IF(Priority[BMP Type]=Optimization1[[#This Row],[Practice]],0.5,0)","v":0},{"$f":"IF(Optimization1[[#This Row],[Selected Ranking]]>0,1,0)","v":0},{"$f":"Optimization1[[#This Row],[Total Cost ($/yr)]]/_xlfn.AGGREGATE(9,7,Optimization1[Total Cost ($/yr)])","v":{"$error":"#DIV/0!"}},{"$f":"IF(IFERROR(SUMIFS('Scenario Setup'!$Q$50:$Q$170,'Scenario Setup'!$C$50:$C$170,Optimization1[[#This Row],[Practice]])+SUMIFS('Scenario Setup'!$Q$50:$Q$170,'Scenario Setup'!$B$50:$B$170,Optimization1[[#This Row],[Practice]]),0)<0,0,IFERROR(SUMIFS('Scenario Setup'!$Q$50:$Q$170,'Scenario Setup'!$C$50:$C$170,Optimization1[[#This Row],[Practice]])+SUMIFS('Scenario Setup'!$Q$50:$Q$170,'Scenario Setup'!$B$50:$B$170,Optimization1[[#This Row],[Practice]]),0))","v":0},{"$f":"IF(IFERROR(SUMIFS('Scenario Setup'!$R$50:$R$170,'Scenario Setup'!$C$50:$C$170,Optimization1[[#This Row],[Practice]])+SUMIFS('Scenario Setup'!$R$50:$R$170,'Scenario Setup'!$B$50:$B$170,Optimization1[[#This Row],[Practice]]),0)<0,0,IFERROR(SUMIFS('Scenario Setup'!$R$50:$R$170,'Scenario Setup'!$C$50:$C$170,Optimization1[[#This Row],[Practice]])+SUMIFS('Scenario Setup'!$R$50:$R$170,'Scenario Setup'!$B$50:$B$170,Optimization1[[#This Row],[Practice]]),0))","v":0},{"$f":"IF(IFERROR(SUMIFS('Scenario Setup'!$S$50:$S$170,'Scenario Setup'!$C$50:$C$170,Optimization1[[#This Row],[Practice]])+SUMIFS('Scenario Setup'!$S$50:$S$170,'Scenario Setup'!$B$50:$B$170,Optimization1[[#This Row],[Practice]]),0)<0,0,IFERROR(SUMIFS('Scenario Setup'!$S$50:$S$170,'Scenario Setup'!$C$50:$C$170,Optimization1[[#This Row],[Practice]])+SUMIFS('Scenario Setup'!$S$50:$S$170,'Scenario Setup'!$B$50:$B$170,Optimization1[[#This Row],[Practice]]),0))","v":0},{"$f":"IFERROR(SUMIFS('Scenario Setup'!$V$50:$V$170,'Scenario Setup'!$C$50:$C$170,Optimization1[[#This Row],[Practice]])+SUMIFS('Scenario Setup'!$V$50:$V$170,'Scenario Setup'!$B$50:$B$170,Optimization1[[#This Row],[Practice]]),0)","v":0}]
["Green Streets",{"$f":"IFERROR(Optimization1[[#This Row],[Resulting Runoff Equivalent Impervious Area to Treat (acres) or Units to Treat (calc)]]*(Optimization1[[#This Row],[Original Units]]/Optimization1[[#This Row],[Runoff Equivalent Impervious Area Treated (acres) or Units Treated]]),0)","v":0},{"$f":"IFERROR(Optimization1[[#This Row],[TN (lbs/yr reduced)]]/Optimization1[[#This Row],[Runoff Equivalent Impervious Area Treated (acres) or Units Treated]]*Optimization1[[#This Row],[Resulting Runoff Equivalent Impervious Area to Treat (acres) or Units to Treat (calc)]],0)","v":0},{"$f":"IFERROR(Optimization1[[#This Row],[TP (lbs/yr reduced)]]/Optimization1[[#This Row],[Runoff Equivalent Impervious Area Treated (acres) or Units Treated]]*Optimization1[[#This Row],[Resulting Runoff Equivalent Impervious Area to Treat (acres) or Units to Treat (calc)]],0)","v":0},{"$f":"IFERROR(Optimization1[[#This Row],[TSS (lbs/yr reduced)]]/Optimization1[[#This Row],[Runoff Equivalent Impervious Area Treated (acres) or Units Treated]]*Optimization1[[#This Row],[Resulting Runoff Equivalent Impervious Area to Treat (acres) or Units to Treat (calc)]],0)","v":0},{"$f":"IFERROR(Optimization1[[#This Row],[Total Cost ($/yr)]]/Optimization1[[#This Row],[Runoff Equivalent Impervious Area Treated (acres) or Units Treated]]*Optimization1[[#This Row],[Resulting Runoff Equivalent Impervious Area to Treat (acres) or Units to Treat (calc)]],0)","v":0},{"$f":"IFERROR(Optimization1[[#This Row],[Total Cost ($/yr)]]/Optimization1[[#This Row],[TN (lbs/yr reduced)]],\"\")","v":""},{"$f":"IFERROR(Optimization1[[#This Row],[Total Cost ($/yr)]]/Optimization1[[#This Row],[TP (lbs/yr reduced)]],\"\")","v":""},{"$f":"IFERROR(Optimization1[[#This Row],[Total Cost ($/yr)]]/Optimization1[[#This Row],[TSS (lbs/yr reduced)]],\"\")","v":""},{"$f":"SUMIFS(IF($A$34=\"TN\",Optimization1[TN (lbs/yr reduced)],IF($A$34=\"TP\",Optimization1[TP (lbs/yr reduced)],IF($A$34=\"TN & TP\",Optimization1[TN (lbs/yr reduced)],Optimization1[TSS (lbs/yr reduced)]))),Optimization1[Selected Ranking],\">0\",Optimization1[Selected Ranking],\"<\"&Optimization1[[#This Row],[Selected Ranking]])","v":0},{"$f":"IF(Optimization1[[#This Row],[Reductions from Less Expensive or Higher Priority Practices (lbs)]]>=$A$36,0,IF(IF($A$34=\"TN\",Optimization1[[#This Row],[TN (lbs/yr reduced)]],IF($A$34=\"TP\",Optimization1[[#This Row],[TP (lbs/yr reduced)]],IF($A$34=\"TN & TP\",Optimization1[[#This Row],[TN (lbs/yr reduced)]],Optimization1[[#This Row],[TSS (lbs/yr reduced)]])))+Optimization1[[#This Row],[Reductions from Less Expensive or Higher Priority Practices (lbs)]]>$A$36,$A$36-Optimization1[[#This Row],[Reductions from Less Expensive or Higher Priority Practices (lbs)]],IF($A$34=\"TN\",Optimization1[[#This Row],[TN (lbs/yr reduced)]],IF($A$34=\"TP\",Optimization1[[#This Row],[TP (lbs/yr reduced)]],IF($A$34=\"TN & TP\",Optimization1[[#This Row],[TN (lbs/yr reduced)]],Optimization1[[#This Row],[TSS (lbs/yr reduced)]])))))","v":0},{"$f":"IFERROR(Optimization1[[#This Row],[Runoff Equivalent Impervious Area Treated (acres) or Units Treated]]/IF($A$34=\"TN\",Optimization1[[#This Row],[TN (lbs/yr reduced)]],IF($A$34=\"TP\",Optimization1[[#This Row],[TP (lbs/yr reduced)]],IF($A$34=\"TN & TP\",IF(Optimization1[[#This Row],[TN (lbs/yr reduced)]]=0,Optimization1[[#This Row],[TP (lbs/yr reduced)]],Optimization1[[#This Row],[TN (lbs/yr reduced)]]),Optimization1[[#This Row],[TSS (lbs/yr reduced)]])))*IF(AND($A$34=\"TN & TP\",Optimization1[[#This Row],[TN (lbs/yr reduced)]]=0),Optimization1[[#This Row],[TP (lbs/yr reduced)]],Optimization1[[#This Row],[Available Reduction (lbs)]]),0)","v":0},{"$f":"SUMIFS('Scenario Setup'!$I$50:$I$170,'Scenario Setup'!$C$50:$C$170,Optimization1[[#This Row],[Practice]])+SUMIFS('Scenario Setup'!$I$50:$I$170,'Scenario Setup'!$B$50:$B$170,Optimization1[[#This Row],[Practice]])","v":0},{"$f":"SUMIFS('Scenario Setup'!$E$50:$E$170,'Scenario Setup'!$C$50:$C$170,Optimization1[[#This Row],[Practice]])+SUMIFS('Scenario Setup'!$E$50:$E$170,'Scenario Setup'!$B$50:$B$170,Optimization1[[#This Row],[Practice]])","v":0},{"$f":"IFERROR(IF(Optimization1[[#This Row],[Total Cost ($/yr)]]=0,NA(),_xlfn.RANK.EQ(Optimization1[[#This Row],[$/lb TN]],Optimization1[$/lb TN],1)+IF(AND(SUMPRODUCT(--(Optimization1[$/lb TN]=Optimization1[[#This Row],[$/lb TN]]),--(Optimization1[Total Cost ($/yr)]>Optimization1[[#This Row],[Total Cost ($/yr)]]))>0,(COUNT(Optimization1[$/lb TN])+1-_xlfn.RANK.EQ(Optimization1[[#This Row],[$/lb TN]],Optimization1[$/lb TN],0)-_xlfn.RANK.EQ(Optimization1[[#This Row],[$/lb TN]],Optimization1[$/lb TN],1))/2>0),1,0)),0)","v":0},{"$f":"IFERROR(IF(Optimization1[[#This Row],[Total Cost ($/yr)]]=0,NA(),_xlfn.RANK.EQ(Optimization1[[#This Row],[$/lb TP ]],Optimization1[$/lb TP ],1)+IF(AND(SUMPRODUCT(--(Optimization1[$/lb TP ]=Optimization1[[#This Row],[$/lb TP ]]),--(Optimization1[Total Cost ($/yr)]>Optimization1[[#This Row],[Total Cost ($/yr)]]))>0,(COUNT(Optimization1[$/lb TP ])+1-_xlfn.RANK.EQ(Optimization1[[#This Row],[$/lb TP ]],Optimization1[$/lb TP ],0)-_xlfn.RANK.EQ(Optimization1[[#This Row],[$/lb TP ]],Optimization1[$/lb TP ],1))/2>0),1,0)),0)","v":0},{"$f":"IFERROR(IF(Optimization1[[#This Row],[Total Cost ($/yr)]]=0,NA(),_xlfn.RANK.EQ(Optimization1[[#This Row],[$/lb TSS ]],Optimization1[$/lb TSS ],1)+IF(AND(SUMPRODUCT(--(Optimization1[$/lb TSS ]=Optimization1[[#This Row],[$/lb TSS ]]),--(Optimization1[Total Cost ($/yr)]>Optimization1[[#This Row],[Total Cost ($/yr)]]))>0,(COUNT(Optimization1[$/lb TSS ])+1-_xlfn.RANK.EQ(Optimization1[[#This Row],[$/lb TSS ]],Optimization1[$/lb TSS ],0)-_xlfn.RANK.EQ(Optimization1[[#This Row],[$/lb TSS ]],Optimization1[$/lb TSS ],1))/2>0),1,0)),0)","v":0},{"$f":"IFERROR(Optimization1[[#This Row],[TN Rank]]*$C$34+Optimization1[[#This Row],[TP Rank]]*$C$35,0)","v":0},{"$f":"IF($A$34=\"TN\",Optimization1[[#This Row],[TN Rank]],IF($A$34=\"TP\",Optimization1[[#This Row],[TP Rank]],IF($A$34=\"TN & TP\",Optimization1[[#This Row],[TN & TP Rank]],Optimization1[[#This Row],[TSS Rank]])))+IF(Priority[BMP Type]=Optimization1[[#This Row],[Practice]],0.5,0)","v":0},{"$f":"IF(Optimization1[[#This Row],[Selected Ranking]]>0,1,0)","v":0},{"$f":"Optimization1[[#This Row],[Total Cost ($/yr)]]/_xlfn.AGGREGATE(9,7,Optimization1[Total Cost ($/yr)])","v":{"$error":"#DIV/0!"}},{"$f":"IF(IFERROR(SUMIFS('Scenario Setup'!$Q$50:$Q$170,'Scenario Setup'!$C$50:$C$170,Optimization1[[#This Row],[Practice]])+SUMIFS('Scenario Setup'!$Q$50:$Q$170,'Scenario Setup'!$B$50:$B$170,Optimization1[[#This Row],[Practice]]),0)<0,0,IFERROR(SUMIFS('Scenario Setup'!$Q$50:$Q$170,'Scenario Setup'!$C$50:$C$170,Optimization1[[#This Row],[Practice]])+SUMIFS('Scenario Setup'!$Q$50:$Q$170,'Scenario Setup'!$B$50:$B$170,Optimization1[[#This Row],[Practice]]),0))","v":0},{"$f":"IF(IFERROR(SUMIFS('Scenario Setup'!$R$50:$R$170,'Scenario Setup'!$C$50:$C$170,Optimization1[[#This Row],[Practice]])+SUMIFS('Scenario Setup'!$R$50:$R$170,'Scenario Setup'!$B$50:$B$170,Optimization1[[#This Row],[Practice]]),0)<0,0,IFERROR(SUMIFS('Scenario Setup'!$R$50:$R$170,'Scenario Setup'!$C$50:$C$170,Optimization1[[#This Row],[Practice]])+SUMIFS('Scenario Setup'!$R$50:$R$170,'Scenario Setup'!$B$50:$B$170,Optimization1[[#This Row],[Practice]]),0))","v":0},{"$f":"IF(IFERROR(SUMIFS('Scenario Setup'!$S$50:$S$170,'Scenario Setup'!$C$50:$C$170,Optimization1[[#This Row],[Practice]])+SUMIFS('Scenario Setup'!$S$50:$S$170,'Scenario Setup'!$B$50:$B$170,Optimization1[[#This Row],[Practice]]),0)<0,0,IFERROR(SUMIFS('Scenario Setup'!$S$50:$S$170,'Scenario Setup'!$C$50:$C$170,Optimization1[[#This Row],[Practice]])+SUMIFS('Scenario Setup'!$S$50:$S$170,'Scenario Setup'!$B$50:$B$170,Optimization1[[#This Row],[Practice]]),0))","v":0},{"$f":"IFERROR(SUMIFS('Scenario Setup'!$V$50:$V$170,'Scenario Setup'!$C$50:$C$170,Optimization1[[#This Row],[Practice]])+SUMIFS('Scenario Setup'!$V$50:$V$170,'Scenario Setup'!$B$50:$B$170,Optimization1[[#This Row],[Practice]]),0)","v":0}]
["Street Sweeping",{"$f":"IFERROR(Optimization1[[#This Row],[Resulting Runoff Equivalent Impervious Area to Treat (acres) or Units to Treat (calc)]]*(Optimization1[[#This Row],[Original Units]]/Optimization1[[#This Row],[Runoff Equivalent Impervious Area Treated (acres) or Units Treated]]),0)","v":0},{"$f":"IFERROR(Optimization1[[#This Row],[TN (lbs/yr reduced)]]/Optimization1[[#This Row],[Runoff Equivalent Impervious Area Treated (acres) or Units Treated]]*Optimization1[[#This Row],[Resulting Runoff Equivalent Impervious Area to Treat (acres) or Units to Treat (calc)]],0)","v":0},{"$f":"IFERROR(Optimization1[[#This Row],[TP (lbs/yr reduced)]]/Optimization1[[#This Row],[Runoff Equivalent Impervious Area Treated (acres) or Units Treated]]*Optimization1[[#This Row],[Resulting Runoff Equivalent Impervious Area to Treat (acres) or Units to Treat (calc)]],0)","v":0},{"$f":"IFERROR(Optimization1[[#This Row],[TSS (lbs/yr reduced)]]/Optimization1[[#This Row],[Runoff Equivalent Impervious Area Treated (acres) or Units Treated]]*Optimization1[[#This Row],[Resulting Runoff Equivalent Impervious Area to Treat (acres) or Units to Treat (calc)]],0)","v":0},{"$f":"IFERROR(Optimization1[[#This Row],[Total Cost ($/yr)]]/Optimization1[[#This Row],[Runoff Equivalent Impervious Area Treated (acres) or Units Treated]]*Optimization1[[#This Row],[Resulting Runoff Equivalent Impervious Area to Treat (acres) or Units to Treat (calc)]],0)","v":0},{"$f":"IFERROR(Optimization1[[#This Row],[Total Cost ($/yr)]]/Optimization1[[#This Row],[TN (lbs/yr reduced)]],\"\")","v":""},{"$f":"IFERROR(Optimization1[[#This Row],[Total Cost ($/yr)]]/Optimization1[[#This Row],[TP (lbs/yr reduced)]],\"\")","v":""},{"$f":"IFERROR(Optimization1[[#This Row],[Total Cost ($/yr)]]/Optimization1[[#This Row],[TSS (lbs/yr reduced)]],\"\")","v":""},{"$f":"SUMIFS(IF($A$34=\"TN\",Optimization1[TN (lbs/yr reduced)],IF($A$34=\"TP\",Optimization1[TP (lbs/yr reduced)],IF($A$34=\"TN & TP\",Optimization1[TN (lbs/yr reduced)],Optimization1[TSS (lbs/yr reduced)]))),Optimization1[Selected Ranking],\">0\",Optimization1[Selected Ranking],\"<\"&Optimization1[[#This Row],[Selected Ranking]])","v":0},{"$f":"IF(Optimization1[[#This Row],[Reductions from Less Expensive or Higher Priority Practices (lbs)]]>=$A$36,0,IF(IF($A$34=\"TN\",Optimization1[[#This Row],[TN (lbs/yr reduced)]],IF($A$34=\"TP\",Optimization1[[#This Row],[TP (lbs/yr reduced)]],IF($A$34=\"TN & TP\",Optimization1[[#This Row],[TN (lbs/yr reduced)]],Optimization1[[#This Row],[TSS (lbs/yr reduced)]])))+Optimization1[[#This Row],[Reductions from Less Expensive or Higher Priority Practices (lbs)]]>$A$36,$A$36-Optimization1[[#This Row],[Reductions from Less Expensive or Higher Priority Practices (lbs)]],IF($A$34=\"TN\",Optimization1[[#This Row],[TN (lbs/yr reduced)]],IF($A$34=\"TP\",Optimization1[[#This Row],[TP (lbs/yr reduced)]],IF($A$34=\"TN & TP\",Optimization1[[#This Row],[TN (lbs/yr reduced)]],Optimization1[[#This Row],[TSS (lbs/yr reduced)]])))))","v":0},{"$f":"IFERROR(Optimization1[[#This Row],[Runoff Equivalent Impervious Area Treated (acres) or Units Treated]]/IF($A$34=\"TN\",Optimization1[[#This Row],[TN (lbs/yr reduced)]],IF($A$34=\"TP\",Optimization1[[#This Row],[TP (lbs/yr reduced)]],IF($A$34=\"TN & TP\",IF(Optimization1[[#This Row],[TN (lbs/yr reduced)]]=0,Optimization1[[#This Row],[TP (lbs/yr reduced)]],Optimization1[[#This Row],[TN (lbs/yr reduced)]]),Optimization1[[#This Row],[TSS (lbs/yr reduced)]])))*IF(AND($A$34=\"TN & TP\",Optimization1[[#This Row],[TN (lbs/yr reduced)]]=0),Optimization1[[#This Row],[TP (lbs/yr reduced)]],Optimization1[[#This Row],[Available Reduction (lbs)]]),0)","v":0},{"$f":"SUMIFS('Scenario Setup'!$I$50:$I$170,'Scenario Setup'!$C$50:$C$170,Optimization1[[#This Row],[Practice]])+SUMIFS('Scenario Setup'!$I$50:$I$170,'Scenario Setup'!$B$50:$B$170,Optimization1[[#This Row],[Practice]])","v":0},{"$f":"SUMIFS('Scenario Setup'!$E$50:$E$170,'Scenario Setup'!$C$50:$C$170,Optimization1[[#This Row],[Practice]])+SUMIFS('Scenario Setup'!$E$50:$E$170,'Scenario Setup'!$B$50:$B$170,Optimization1[[#This Row],[Practice]])","v":0},{"$f":"IFERROR(IF(Optimization1[[#This Row],[Total Cost ($/yr)]]=0,NA(),_xlfn.RANK.EQ(Optimization1[[#This Row],[$/lb TN]],Optimization1[$/lb TN],1)+IF(AND(SUMPRODUCT(--(Optimization1[$/lb TN]=Optimization1[[#This Row],[$/lb TN]]),--(Optimization1[Total Cost ($/yr)]>Optimization1[[#This Row],[Total Cost ($/yr)]]))>0,(COUNT(Optimization1[$/lb TN])+1-_xlfn.RANK.EQ(Optimization1[[#This Row],[$/lb TN]],Optimization1[$/lb TN],0)-_xlfn.RANK.EQ(Optimization1[[#This Row],[$/lb TN]],Optimization1[$/lb TN],1))/2>0),1,0)),0)","v":0},{"$f":"IFERROR(IF(Optimization1[[#This Row],[Total Cost ($/yr)]]=0,NA(),_xlfn.RANK.EQ(Optimization1[[#This Row],[$/lb TP ]],Optimization1[$/lb TP ],1)+IF(AND(SUMPRODUCT(--(Optimization1[$/lb TP ]=Optimization1[[#This Row],[$/lb TP ]]),--(Optimization1[Total Cost ($/yr)]>Optimization1[[#This Row],[Total Cost ($/yr)]]))>0,(COUNT(Optimization1[$/lb TP ])+1-_xlfn.RANK.EQ(Optimization1[[#This Row],[$/lb TP ]],Optimization1[$/lb TP ],0)-_xlfn.RANK.EQ(Optimization1[[#This Row],[$/lb TP ]],Optimization1[$/lb TP ],1))/2>0),1,0)),0)","v":0},{"$f":"IFERROR(IF(Optimization1[[#This Row],[Total Cost ($/yr)]]=0,NA(),_xlfn.RANK.EQ(Optimization1[[#This Row],[$/lb TSS ]],Optimization1[$/lb TSS ],1)+IF(AND(SUMPRODUCT(--(Optimization1[$/lb TSS ]=Optimization1[[#This Row],[$/lb TSS ]]),--(Optimization1[Total Cost ($/yr)]>Optimization1[[#This Row],[Total Cost ($/yr)]]))>0,(COUNT(Optimization1[$/lb TSS ])+1-_xlfn.RANK.EQ(Optimization1[[#This Row],[$/lb TSS ]],Optimization1[$/lb TSS ],0)-_xlfn.RANK.EQ(Optimization1[[#This Row],[$/lb TSS ]],Optimization1[$/lb TSS ],1))/2>0),1,0)),0)","v":0},{"$f":"IFERROR(Optimization1[[#This Row],[TN Rank]]*$C$34+Optimization1[[#This Row],[TP Rank]]*$C$35,0)","v":0},{"$f":"IF($A$34=\"TN\",Optimization1[[#This Row],[TN Rank]],IF($A$34=\"TP\",Optimization1[[#This Row],[TP Rank]],IF($A$34=\"TN & TP\",Optimization1[[#This Row],[TN & TP Rank]],Optimization1[[#This Row],[TSS Rank]])))+IF(Priority[BMP Type]=Optimization1[[#This Row],[Practice]],0.5,0)","v":0},{"$f":"IF(Optimization1[[#This Row],[Selected Ranking]]>0,1,0)","v":0},{"$f":"Optimization1[[#This Row],[Total Cost ($/yr)]]/_xlfn.AGGREGATE(9,7,Optimization1[Total Cost ($/yr)])","v":{"$error":"#DIV/0!"}},{"$f":"IF(IFERROR(SUMIFS('Scenario Setup'!$Q$50:$Q$170,'Scenario Setup'!$C$50:$C$170,Optimization1[[#This Row],[Practice]])+SUMIFS('Scenario Setup'!$Q$50:$Q$170,'Scenario Setup'!$B$50:$B$170,Optimization1[[#This Row],[Practice]]),0)<0,0,IFERROR(SUMIFS('Scenario Setup'!$Q$50:$Q$170,'Scenario Setup'!$C$50:$C$170,Optimization1[[#This Row],[Practice]])+SUMIFS('Scenario Setup'!$Q$50:$Q$170,'Scenario Setup'!$B$50:$B$170,Optimization1[[#This Row],[Practice]]),0))","v":0},{"$f":"IF(IFERROR(SUMIFS('Scenario Setup'!$R$50:$R$170,'Scenario Setup'!$C$50:$C$170,Optimization1[[#This Row],[Practice]])+SUMIFS('Scenario Setup'!$R$50:$R$170,'Scenario Setup'!$B$50:$B$170,Optimization1[[#This Row],[Practice]]),0)<0,0,IFERROR(SUMIFS('Scenario Setup'!$R$50:$R$170,'Scenario Setup'!$C$50:$C$170,Optimization1[[#This Row],[Practice]])+SUMIFS('Scenario Setup'!$R$50:$R$170,'Scenario Setup'!$B$50:$B$170,Optimization1[[#This Row],[Practice]]),0))","v":0},{"$f":"IF(IFERROR(SUMIFS('Scenario Setup'!$S$50:$S$170,'Scenario Setup'!$C$50:$C$170,Optimization1[[#This Row],[Practice]])+SUMIFS('Scenario Setup'!$S$50:$S$170,'Scenario Setup'!$B$50:$B$170,Optimization1[[#This Row],[Practice]]),0)<0,0,IFERROR(SUMIFS('Scenario Setup'!$S$50:$S$170,'Scenario Setup'!$C$50:$C$170,Optimization1[[#This Row],[Practice]])+SUMIFS('Scenario Setup'!$S$50:$S$170,'Scenario Setup'!$B$50:$B$170,Optimization1[[#This Row],[Practice]]),0))","v":0},{"$f":"IFERROR(SUMIFS('Scenario Setup'!$V$50:$V$170,'Scenario Setup'!$C$50:$C$170,Optimization1[[#This Row],[Practice]])+SUMIFS('Scenario Setup'!$V$50:$V$170,'Scenario Setup'!$B$50:$B$170,Optimization1[[#This Row],[Practice]]),0)","v":0}]
["Permeable Pavers",{"$f":"IFERROR(Optimization1[[#This Row],[Resulting Runoff Equivalent Impervious Area to Treat (acres) or Units to Treat (calc)]]*(Optimization1[[#This Row],[Original Units]]/Optimization1[[#This Row],[Runoff Equivalent Impervious Area Treated (acres) or Units Treated]]),0)","v":0},{"$f":"IFERROR(Optimization1[[#This Row],[TN (lbs/yr reduced)]]/Optimization1[[#This Row],[Runoff Equivalent Impervious Area Treated (acres) or Units Treated]]*Optimization1[[#This Row],[Resulting Runoff Equivalent Impervious Area to Treat (acres) or Units to Treat (calc)]],0)","v":0},{"$f":"IFERROR(Optimization1[[#This Row],[TP (lbs/yr reduced)]]/Optimization1[[#This Row],[Runoff Equivalent Impervious Area Treated (acres) or Units Treated]]*Optimization1[[#This Row],[Resulting Runoff Equivalent Impervious Area to Treat (acres) or Units to Treat (calc)]],0)","v":0},{"$f":"IFERROR(Optimization1[[#This Row],[TSS (lbs/yr reduced)]]/Optimization1[[#This Row],[Runoff Equivalent Impervious Area Treated (acres) or Units Treated]]*Optimization1[[#This Row],[Resulting Runoff Equivalent Impervious Area to Treat (acres) or Units to Treat (calc)]],0)","v":0},{"$f":"IFERROR(Optimization1[[#This Row],[Total Cost ($/yr)]]/Optimization1[[#This Row],[Runoff Equivalent Impervious Area Treated (acres) or Units Treated]]*Optimization1[[#This Row],[Resulting Runoff Equivalent Impervious Area to Treat (acres) or Units to Treat (calc)]],0)","v":0},{"$f":"IFERROR(Optimization1[[#This Row],[Total Cost ($/yr)]]/Optimization1[[#This Row],[TN (lbs/yr reduced)]],\"\")","v":""},{"$f":"IFERROR(Optimization1[[#This Row],[Total Cost ($/yr)]]/Optimization1[[#This Row],[TP (lbs/yr reduced)]],\"\")","v":""},{"$f":"IFERROR(Optimization1[[#This Row],[Total Cost ($/yr)]]/Optimization1[[#This Row],[TSS (lbs/yr reduced)]],\"\")","v":""},{"$f":"SUMIFS(IF($A$34=\"TN\",Optimization1[TN (lbs/yr reduced)],IF($A$34=\"TP\",Optimization1[TP (lbs/yr reduced)],IF($A$34=\"TN & TP\",Optimization1[TN (lbs/yr reduced)],Optimization1[TSS (lbs/yr reduced)]))),Optimization1[Selected Ranking],\">0\",Optimization1[Selected Ranking],\"<\"&Optimization1[[#This Row],[Selected Ranking]])","v":0},{"$f":"IF(Optimization1[[#This Row],[Reductions from Less Expensive or Higher Priority Practices (lbs)]]>=$A$36,0,IF(IF($A$34=\"TN\",Optimization1[[#This Row],[TN (lbs/yr reduced)]],IF($A$34=\"TP\",Optimization1[[#This Row],[TP (lbs/yr reduced)]],IF($A$34=\"TN & TP\",Optimization1[[#This Row],[TN (lbs/yr reduced)]],Optimization1[[#This Row],[TSS (lbs/yr reduced)]])))+Optimization1[[#This Row],[Reductions from Less Expensive or Higher Priority Practices (lbs)]]>$A$36,$A$36-Optimization1[[#This Row],[Reductions from Less Expensive or Higher Priority Practices (lbs)]],IF($A$34=\"TN\",Optimization1[[#This Row],[TN (lbs/yr reduced)]],IF($A$34=\"TP\",Optimization1[[#This Row],[TP (lbs/yr reduced)]],IF($A$34=\"TN & TP\",Optimization1[[#This Row],[TN (lbs/yr reduced)]],Optimization1[[#This Row],[TSS (lbs/yr reduced)]])))))","v":0},{"$f":"IFERROR(Optimization1[[#This Row],[Runoff Equivalent Impervious Area Treated (acres) or Units Treated]]/IF($A$34=\"TN\",Optimization1[[#This Row],[TN (lbs/yr reduced)]],IF($A$34=\"TP\",Optimization1[[#This Row],[TP (lbs/yr reduced)]],IF($A$34=\"TN & TP\",IF(Optimization1[[#This Row],[TN (lbs/yr reduced)]]=0,Optimization1[[#This Row],[TP (lbs/yr reduced)]],Optimization1[[#This Row],[TN (lbs/yr reduced)]]),Optimization1[[#This Row],[TSS (lbs/yr reduced)]])))*IF(AND($A$34=\"TN & TP\",Optimization1[[#This Row],[TN (lbs/yr reduced)]]=0),Optimization1[[#This Row],[TP (lbs/yr reduced)]],Optimization1[[#This Row],[Available Reduction (lbs)]]),0)","v":0},{"$f":"SUMIFS('Scenario Setup'!$I$50:$I$170,'Scenario Setup'!$C$50:$C$170,Optimization1[[#This Row],[Practice]])+SUMIFS('Scenario Setup'!$I$50:$I$170,'Scenario Setup'!$B$50:$B$170,Optimization1[[#This Row],[Practice]])","v":0},{"$f":"SUMIFS('Scenario Setup'!$E$50:$E$170,'Scenario Setup'!$C$50:$C$170,Optimization1[[#This Row],[Practice]])+SUMIFS('Scenario Setup'!$E$50:$E$170,'Scenario Setup'!$B$50:$B$170,Optimization1[[#This Row],[Practice]])","v":0},{"$f":"IFERROR(IF(Optimization1[[#This Row],[Total Cost ($/yr)]]=0,NA(),_xlfn.RANK.EQ(Optimization1[[#This Row],[$/lb TN]],Optimization1[$/lb TN],1)+IF(AND(SUMPRODUCT(--(Optimization1[$/lb TN]=Optimization1[[#This Row],[$/lb TN]]),--(Optimization1[Total Cost ($/yr)]>Optimization1[[#This Row],[Total Cost ($/yr)]]))>0,(COUNT(Optimization1[$/lb TN])+1-_xlfn.RANK.EQ(Optimization1[[#This Row],[$/lb TN]],Optimization1[$/lb TN],0)-_xlfn.RANK.EQ(Optimization1[[#This Row],[$/lb TN]],Optimization1[$/lb TN],1))/2>0),1,0)),0)","v":0},{"$f":"IFERROR(IF(Optimization1[[#This Row],[Total Cost ($/yr)]]=0,NA(),_xlfn.RANK.EQ(Optimization1[[#This Row],[$/lb TP ]],Optimization1[$/lb TP ],1)+IF(AND(SUMPRODUCT(--(Optimization1[$/lb TP ]=Optimization1[[#This Row],[$/lb TP ]]),--(Optimization1[Total Cost ($/yr)]>Optimization1[[#This Row],[Total Cost ($/yr)]]))>0,(COUNT(Optimization1[$/lb TP ])+1-_xlfn.RANK.EQ(Optimization1[[#This Row],[$/lb TP ]],Optimization1[$/lb TP ],0)-_xlfn.RANK.EQ(Optimization1[[#This Row],[$/lb TP ]],Optimization1[$/lb TP ],1))/2>0),1,0)),0)","v":0},{"$f":"IFERROR(IF(Optimization1[[#This Row],[Total Cost ($/yr)]]=0,NA(),_xlfn.RANK.EQ(Optimization1[[#This Row],[$/lb TSS ]],Optimization1[$/lb TSS ],1)+IF(AND(SUMPRODUCT(--(Optimization1[$/lb TSS ]=Optimization1[[#This Row],[$/lb TSS ]]),--(Optimization1[Total Cost ($/yr)]>Optimization1[[#This Row],[Total Cost ($/yr)]]))>0,(COUNT(Optimization1[$/lb TSS ])+1-_xlfn.RANK.EQ(Optimization1[[#This Row],[$/lb TSS ]],Optimization1[$/lb TSS ],0)-_xlfn.RANK.EQ(Optimization1[[#This Row],[$/lb TSS ]],Optimization1[$/lb TSS ],1))/2>0),1,0)),0)","v":0},{"$f":"IFERROR(Optimization1[[#This Row],[TN Rank]]*$C$34+Optimization1[[#This Row],[TP Rank]]*$C$35,0)","v":0},{"$f":"IF($A$34=\"TN\",Optimization1[[#This Row],[TN Rank]],IF($A$34=\"TP\",Optimization1[[#This Row],[TP Rank]],IF($A$34=\"TN & TP\",Optimization1[[#This Row],[TN & TP Rank]],Optimization1[[#This Row],[TSS Rank]])))+IF(Priority[BMP Type]=Optimization1[[#This Row],[Practice]],0.5,0)","v":0},{"$f":"IF(Optimization1[[#This Row],[Selected Ranking]]>0,1,0)","v":0},{"$f":"Optimization1[[#This Row],[Total Cost ($/yr)]]/_xlfn.AGGREGATE(9,7,Optimization1[Total Cost ($/yr)])","v":{"$error":"#DIV/0!"}},{"$f":"IF(IFERROR(SUMIFS('Scenario Setup'!$Q$50:$Q$170,'Scenario Setup'!$C$50:$C$170,Optimization1[[#This Row],[Practice]])+SUMIFS('Scenario Setup'!$Q$50:$Q$170,'Scenario Setup'!$B$50:$B$170,Optimization1[[#This Row],[Practice]]),0)<0,0,IFERROR(SUMIFS('Scenario Setup'!$Q$50:$Q$170,'Scenario Setup'!$C$50:$C$170,Optimization1[[#This Row],[Practice]])+SUMIFS('Scenario Setup'!$Q$50:$Q$170,'Scenario Setup'!$B$50:$B$170,Optimization1[[#This Row],[Practice]]),0))","v":0},{"$f":"IF(IFERROR(SUMIFS('Scenario Setup'!$R$50:$R$170,'Scenario Setup'!$C$50:$C$170,Optimization1[[#This Row],[Practice]])+SUMIFS('Scenario Setup'!$R$50:$R$170,'Scenario Setup'!$B$50:$B$170,Optimization1[[#This Row],[Practice]]),0)<0,0,IFERROR(SUMIFS('Scenario Setup'!$R$50:$R$170,'Scenario Setup'!$C$50:$C$170,Optimization1[[#This Row],[Practice]])+SUMIFS('Scenario Setup'!$R$50:$R$170,'Scenario Setup'!$B$50:$B$170,Optimization1[[#This Row],[Practice]]),0))","v":0},{"$f":"IF(IFERROR(SUMIFS('Scenario Setup'!$S$50:$S$170,'Scenario Setup'!$C$50:$C$170,Optimization1[[#This Row],[Practice]])+SUMIFS('Scenario Setup'!$S$50:$S$170,'Scenario Setup'!$B$50:$B$170,Optimization1[[#This Row],[Practice]]),0)<0,0,IFERROR(SUMIFS('Scenario Setup'!$S$50:$S$170,'Scenario Setup'!$C$50:$C$170,Optimization1[[#This Row],[Practice]])+SUMIFS('Scenario Setup'!$S$50:$S$170,'Scenario Setup'!$B$50:$B$170,Optimization1[[#This Row],[Practice]]),0))","v":0},{"$f":"IFERROR(SUMIFS('Scenario Setup'!$V$50:$V$170,'Scenario Setup'!$C$50:$C$170,Optimization1[[#This Row],[Practice]])+SUMIFS('Scenario Setup'!$V$50:$V$170,'Scenario Setup'!$B$50:$B$170,Optimization1[[#This Row],[Practice]]),0)","v":0}]
["Permeable Pavement",{"$f":"IFERROR(Optimization1[[#This Row],[Resulting Runoff Equivalent Impervious Area to Treat (acres) or Units to Treat (calc)]]*(Optimization1[[#This Row],[Original Units]]/Optimization1[[#This Row],[Runoff Equivalent Impervious Area Treated (acres) or Units Treated]]),0)","v":0},{"$f":"IFERROR(Optimization1[[#This Row],[TN (lbs/yr reduced)]]/Optimization1[[#This Row],[Runoff Equivalent Impervious Area Treated (acres) or Units Treated]]*Optimization1[[#This Row],[Resulting Runoff Equivalent Impervious Area to Treat (acres) or Units to Treat (calc)]],0)","v":0},{"$f":"IFERROR(Optimization1[[#This Row],[TP (lbs/yr reduced)]]/Optimization1[[#This Row],[Runoff Equivalent Impervious Area Treated (acres) or Units Treated]]*Optimization1[[#This Row],[Resulting Runoff Equivalent Impervious Area to Treat (acres) or Units to Treat (calc)]],0)","v":0},{"$f":"IFERROR(Optimization1[[#This Row],[TSS (lbs/yr reduced)]]/Optimization1[[#This Row],[Runoff Equivalent Impervious Area Treated (acres) or Units Treated]]*Optimization1[[#This Row],[Resulting Runoff Equivalent Impervious Area to Treat (acres) or Units to Treat (calc)]],0)","v":0},{"$f":"IFERROR(Optimization1[[#This Row],[Total Cost ($/yr)]]/Optimization1[[#This Row],[Runoff Equivalent Impervious Area Treated (acres) or Units Treated]]*Optimization1[[#This Row],[Resulting Runoff Equivalent Impervious Area to Treat (acres) or Units to Treat (calc)]],0)","v":0},{"$f":"IFERROR(Optimization1[[#This Row],[Total Cost ($/yr)]]/Optimization1[[#This Row],[TN (lbs/yr reduced)]],\"\")","v":""},{"$f":"IFERROR(Optimization1[[#This Row],[Total Cost ($/yr)]]/Optimization1[[#This Row],[TP (lbs/yr reduced)]],\"\")","v":""},{"$f":"IFERROR(Optimization1[[#This Row],[Total Cost ($/yr)]]/Optimization1[[#This Row],[TSS (lbs/yr reduced)]],\"\")","v":""},{"$f":"SUMIFS(IF($A$34=\"TN\",Optimization1[TN (lbs/yr reduced)],IF($A$34=\"TP\",Optimization1[TP (lbs/yr reduced)],IF($A$34=\"TN & TP\",Optimization1[TN (lbs/yr reduced)],Optimization1[TSS (lbs/yr reduced)]))),Optimization1[Selected Ranking],\">0\",Optimization1[Selected Ranking],\"<\"&Optimization1[[#This Row],[Selected Ranking]])","v":0},{"$f":"IF(Optimization1[[#This Row],[Reductions from Less Expensive or Higher Priority Practices (lbs)]]>=$A$36,0,IF(IF($A$34=\"TN\",Optimization1[[#This Row],[TN (lbs/yr reduced)]],IF($A$34=\"TP\",Optimization1[[#This Row],[TP (lbs/yr reduced)]],IF($A$34=\"TN & TP\",Optimization1[[#This Row],[TN (lbs/yr reduced)]],Optimization1[[#This Row],[TSS (lbs/yr reduced)]])))+Optimization1[[#This Row],[Reductions from Less Expensive or Higher Priority Practices (lbs)]]>$A$36,$A$36-Optimization1[[#This Row],[Reductions from Less Expensive or Higher Priority Practices (lbs)]],IF($A$34=\"TN\",Optimization1[[#This Row],[TN (lbs/yr reduced)]],IF($A$34=\"TP\",Optimization1[[#This Row],[TP (lbs/yr reduced)]],IF($A$34=\"TN & TP\",Optimization1[[#This Row],[TN (lbs/yr reduced)]],Optimization1[[#This Row],[TSS (lbs/yr reduced)]])))))","v":0},{"$f":"IFERROR(Optimization1[[#This Row],[Runoff Equivalent Impervious Area Treated (acres) or Units Treated]]/IF($A$34=\"TN\",Optimization1[[#This Row],[TN (lbs/yr reduced)]],IF($A$34=\"TP\",Optimization1[[#This Row],[TP (lbs/yr reduced)]],IF($A$34=\"TN & TP\",IF(Optimization1[[#This Row],[TN (lbs/yr reduced)]]=0,Optimization1[[#This Row],[TP (lbs/yr reduced)]],Optimization1[[#This Row],[TN (lbs/yr reduced)]]),Optimization1[[#This Row],[TSS (lbs/yr reduced)]])))*IF(AND($A$34=\"TN & TP\",Optimization1[[#This Row],[TN (lbs/yr reduced)]]=0),Optimization1[[#This Row],[TP (lbs/yr reduced)]],Optimization1[[#This Row],[Available Reduction (lbs)]]),0)","v":0},{"$f":"SUMIFS('Scenario Setup'!$I$50:$I$170,'Scenario Setup'!$C$50:$C$170,Optimization1[[#This Row],[Practice]])+SUMIFS('Scenario Setup'!$I$50:$I$170,'Scenario Setup'!$B$50:$B$170,Optimization1[[#This Row],[Practice]])","v":0},{"$f":"SUMIFS('Scenario Setup'!$E$50:$E$170,'Scenario Setup'!$C$50:$C$170,Optimization1[[#This Row],[Practice]])+SUMIFS('Scenario Setup'!$E$50:$E$170,'Scenario Setup'!$B$50:$B$170,Optimization1[[#This Row],[Practice]])","v":0},{"$f":"IFERROR(IF(Optimization1[[#This Row],[Total Cost ($/yr)]]=0,NA(),_xlfn.RANK.EQ(Optimization1[[#This Row],[$/lb TN]],Optimization1[$/lb TN],1)+IF(AND(SUMPRODUCT(--(Optimization1[$/lb TN]=Optimization1[[#This Row],[$/lb TN]]),--(Optimization1[Total Cost ($/yr)]>Optimization1[[#This Row],[Total Cost ($/yr)]]))>0,(COUNT(Optimization1[$/lb TN])+1-_xlfn.RANK.EQ(Optimization1[[#This Row],[$/lb TN]],Optimization1[$/lb TN],0)-_xlfn.RANK.EQ(Optimization1[[#This Row],[$/lb TN]],Optimization1[$/lb TN],1))/2>0),1,0)),0)","v":0},{"$f":"IFERROR(IF(Optimization1[[#This Row],[Total Cost ($/yr)]]=0,NA(),_xlfn.RANK.EQ(Optimization1[[#This Row],[$/lb TP ]],Optimization1[$/lb TP ],1)+IF(AND(SUMPRODUCT(--(Optimization1[$/lb TP ]=Optimization1[[#This Row],[$/lb TP ]]),--(Optimization1[Total Cost ($/yr)]>Optimization1[[#This Row],[Total Cost ($/yr)]]))>0,(COUNT(Optimization1[$/lb TP ])+1-_xlfn.RANK.EQ(Optimization1[[#This Row],[$/lb TP ]],Optimization1[$/lb TP ],0)-_xlfn.RANK.EQ(Optimization1[[#This Row],[$/lb TP ]],Optimization1[$/lb TP ],1))/2>0),1,0)),0)","v":0},{"$f":"IFERROR(IF(Optimization1[[#This Row],[Total Cost ($/yr)]]=0,NA(),_xlfn.RANK.EQ(Optimization1[[#This Row],[$/lb TSS ]],Optimization1[$/lb TSS ],1)+IF(AND(SUMPRODUCT(--(Optimization1[$/lb TSS ]=Optimization1[[#This Row],[$/lb TSS ]]),--(Optimization1[Total Cost ($/yr)]>Optimization1[[#This Row],[Total Cost ($/yr)]]))>0,(COUNT(Optimization1[$/lb TSS ])+1-_xlfn.RANK.EQ(Optimization1[[#This Row],[$/lb TSS ]],Optimization1[$/lb TSS ],0)-_xlfn.RANK.EQ(Optimization1[[#This Row],[$/lb TSS ]],Optimization1[$/lb TSS ],1))/2>0),1,0)),0)","v":0},{"$f":"IFERROR(Optimization1[[#This Row],[TN Rank]]*$C$34+Optimization1[[#This Row],[TP Rank]]*$C$35,0)","v":0},{"$f":"IF($A$34=\"TN\",Optimization1[[#This Row],[TN Rank]],IF($A$34=\"TP\",Optimization1[[#This Row],[TP Rank]],IF($A$34=\"TN & TP\",Optimization1[[#This Row],[TN & TP Rank]],Optimization1[[#This Row],[TSS Rank]])))+IF(Priority[BMP Type]=Optimization1[[#This Row],[Practice]],0.5,0)","v":0},{"$f":"IF(Optimization1[[#This Row],[Selected Ranking]]>0,1,0)","v":0},{"$f":"Optimization1[[#This Row],[Total Cost ($/yr)]]/_xlfn.AGGREGATE(9,7,Optimization1[Total Cost ($/yr)])","v":{"$error":"#DIV/0!"}},{"$f":"IF(IFERROR(SUMIFS('Scenario Setup'!$Q$50:$Q$170,'Scenario Setup'!$C$50:$C$170,Optimization1[[#This Row],[Practice]])+SUMIFS('Scenario Setup'!$Q$50:$Q$170,'Scenario Setup'!$B$50:$B$170,Optimization1[[#This Row],[Practice]]),0)<0,0,IFERROR(SUMIFS('Scenario Setup'!$Q$50:$Q$170,'Scenario Setup'!$C$50:$C$170,Optimization1[[#This Row],[Practice]])+SUMIFS('Scenario Setup'!$Q$50:$Q$170,'Scenario Setup'!$B$50:$B$170,Optimization1[[#This Row],[Practice]]),0))","v":0},{"$f":"IF(IFERROR(SUMIFS('Scenario Setup'!$R$50:$R$170,'Scenario Setup'!$C$50:$C$170,Optimization1[[#This Row],[Practice]])+SUMIFS('Scenario Setup'!$R$50:$R$170,'Scenario Setup'!$B$50:$B$170,Optimization1[[#This Row],[Practice]]),0)<0,0,IFERROR(SUMIFS('Scenario Setup'!$R$50:$R$170,'Scenario Setup'!$C$50:$C$170,Optimization1[[#This Row],[Practice]])+SUMIFS('Scenario Setup'!$R$50:$R$170,'Scenario Setup'!$B$50:$B$170,Optimization1[[#This Row],[Practice]]),0))","v":0},{"$f":"IF(IFERROR(SUMIFS('Scenario Setup'!$S$50:$S$170,'Scenario Setup'!$C$50:$C$170,Optimization1[[#This Row],[Practice]])+SUMIFS('Scenario Setup'!$S$50:$S$170,'Scenario Setup'!$B$50:$B$170,Optimization1[[#This Row],[Practice]]),0)<0,0,IFERROR(SUMIFS('Scenario Setup'!$S$50:$S$170,'Scenario Setup'!$C$50:$C$170,Optimization1[[#This Row],[Practice]])+SUMIFS('Scenario Setup'!$S$50:$S$170,'Scenario Setup'!$B$50:$B$170,Optimization1[[#This Row],[Practice]]),0))","v":0},{"$f":"IFERROR(SUMIFS('Scenario Setup'!$V$50:$V$170,'Scenario Setup'!$C$50:$C$170,Optimization1[[#This Row],[Practice]])+SUMIFS('Scenario Setup'!$V$50:$V$170,'Scenario Setup'!$B$50:$B$170,Optimization1[[#This Row],[Practice]]),0)","v":0}]
["Stormwater Tree Pits/Structural Soils",{"$f":"IFERROR(Optimization1[[#This Row],[Resulting Runoff Equivalent Impervious Area to Treat (acres) or Units to Treat (calc)]]*(Optimization1[[#This Row],[Original Units]]/Optimization1[[#This Row],[Runoff Equivalent Impervious Area Treated (acres) or Units Treated]]),0)","v":0},{"$f":"IFERROR(Optimization1[[#This Row],[TN (lbs/yr reduced)]]/Optimization1[[#This Row],[Runoff Equivalent Impervious Area Treated (acres) or Units Treated]]*Optimization1[[#This Row],[Resulting Runoff Equivalent Impervious Area to Treat (acres) or Units to Treat (calc)]],0)","v":0},{"$f":"IFERROR(Optimization1[[#This Row],[TP (lbs/yr reduced)]]/Optimization1[[#This Row],[Runoff Equivalent Impervious Area Treated (acres) or Units Treated]]*Optimization1[[#This Row],[Resulting Runoff Equivalent Impervious Area to Treat (acres) or Units to Treat (calc)]],0)","v":0},{"$f":"IFERROR(Optimization1[[#This Row],[TSS (lbs/yr reduced)]]/Optimization1[[#This Row],[Runoff Equivalent Impervious Area Treated (acres) or Units Treated]]*Optimization1[[#This Row],[Resulting Runoff Equivalent Impervious Area to Treat (acres) or Units to Treat (calc)]],0)","v":0},{"$f":"IFERROR(Optimization1[[#This Row],[Total Cost ($/yr)]]/Optimization1[[#This Row],[Runoff Equivalent Impervious Area Treated (acres) or Units Treated]]*Optimization1[[#This Row],[Resulting Runoff Equivalent Impervious Area to Treat (acres) or Units to Treat (calc)]],0)","v":0},{"$f":"IFERROR(Optimization1[[#This Row],[Total Cost ($/yr)]]/Optimization1[[#This Row],[TN (lbs/yr reduced)]],\"\")","v":""},{"$f":"IFERROR(Optimization1[[#This Row],[Total Cost ($/yr)]]/Optimization1[[#This Row],[TP (lbs/yr reduced)]],\"\")","v":""},{"$f":"IFERROR(Optimization1[[#This Row],[Total Cost ($/yr)]]/Optimization1[[#This Row],[TSS (lbs/yr reduced)]],\"\")","v":""},{"$f":"SUMIFS(IF($A$34=\"TN\",Optimization1[TN (lbs/yr reduced)],IF($A$34=\"TP\",Optimization1[TP (lbs/yr reduced)],IF($A$34=\"TN & TP\",Optimization1[TN (lbs/yr reduced)],Optimization1[TSS (lbs/yr reduced)]))),Optimization1[Selected Ranking],\">0\",Optimization1[Selected Ranking],\"<\"&Optimization1[[#This Row],[Selected Ranking]])","v":0},{"$f":"IF(Optimization1[[#This Row],[Reductions from Less Expensive or Higher Priority Practices (lbs)]]>=$A$36,0,IF(IF($A$34=\"TN\",Optimization1[[#This Row],[TN (lbs/yr reduced)]],IF($A$34=\"TP\",Optimization1[[#This Row],[TP (lbs/yr reduced)]],IF($A$34=\"TN & TP\",Optimization1[[#This Row],[TN (lbs/yr reduced)]],Optimization1[[#This Row],[TSS (lbs/yr reduced)]])))+Optimization1[[#This Row],[Reductions from Less Expensive or Higher Priority Practices (lbs)]]>$A$36,$A$36-Optimization1[[#This Row],[Reductions from Less Expensive or Higher Priority Practices (lbs)]],IF($A$34=\"TN\",Optimization1[[#This Row],[TN (lbs/yr reduced)]],IF($A$34=\"TP\",Optimization1[[#This Row],[TP (lbs/yr reduced)]],IF($A$34=\"TN & TP\",Optimization1[[#This Row],[TN (lbs/yr reduced)]],Optimization1[[#This Row],[TSS (lbs/yr reduced)]])))))","v":0},{"$f":"IFERROR(Optimization1[[#This Row],[Runoff Equivalent Impervious Area Treated (acres) or Units Treated]]/IF($A$34=\"TN\",Optimization1[[#This Row],[TN (lbs/yr reduced)]],IF($A$34=\"TP\",Optimization1[[#This Row],[TP (lbs/yr reduced)]],IF($A$34=\"TN & TP\",IF(Optimization1[[#This Row],[TN (lbs/yr reduced)]]=0,Optimization1[[#This Row],[TP (lbs/yr reduced)]],Optimization1[[#This Row],[TN (lbs/yr reduced)]]),Optimization1[[#This Row],[TSS (lbs/yr reduced)]])))*IF(AND($A$34=\"TN & TP\",Optimization1[[#This Row],[TN (lbs/yr reduced)]]=0),Optimization1[[#This Row],[TP (lbs/yr reduced)]],Optimization1[[#This Row],[Available Reduction (lbs)]]),0)","v":0},{"$f":"SUMIFS('Scenario Setup'!$I$50:$I$170,'Scenario Setup'!$C$50:$C$170,Optimization1[[#This Row],[Practice]])+SUMIFS('Scenario Setup'!$I$50:$I$170,'Scenario Setup'!$B$50:$B$170,Optimization1[[#This Row],[Practice]])","v":0},{"$f":"SUMIFS('Scenario Setup'!$E$50:$E$170,'Scenario Setup'!$C$50:$C$170,Optimization1[[#This Row],[Practice]])+SUMIFS('Scenario Setup'!$E$50:$E$170,'Scenario Setup'!$B$50:$B$170,Optimization1[[#This Row],[Practice]])","v":0},{"$f":"IFERROR(IF(Optimization1[[#This Row],[Total Cost ($/yr)]]=0,NA(),_xlfn.RANK.EQ(Optimization1[[#This Row],[$/lb TN]],Optimization1[$/lb TN],1)+IF(AND(SUMPRODUCT(--(Optimization1[$/lb TN]=Optimization1[[#This Row],[$/lb TN]]),--(Optimization1[Total Cost ($/yr)]>Optimization1[[#This Row],[Total Cost ($/yr)]]))>0,(COUNT(Optimization1[$/lb TN])+1-_xlfn.RANK.EQ(Optimization1[[#This Row],[$/lb TN]],Optimization1[$/lb TN],0)-_xlfn.RANK.EQ(Optimization1[[#This Row],[$/lb TN]],Optimization1[$/lb TN],1))/2>0),1,0)),0)","v":0},{"$f":"IFERROR(IF(Optimization1[[#This Row],[Total Cost ($/yr)]]=0,NA(),_xlfn.RANK.EQ(Optimization1[[#This Row],[$/lb TP ]],Optimization1[$/lb TP ],1)+IF(AND(SUMPRODUCT(--(Optimization1[$/lb TP ]=Optimization1[[#This Row],[$/lb TP ]]),--(Optimization1[Total Cost ($/yr)]>Optimization1[[#This Row],[Total Cost ($/yr)]]))>0,(COUNT(Optimization1[$/lb TP ])+1-_xlfn.RANK.EQ(Optimization1[[#This Row],[$/lb TP ]],Optimization1[$/lb TP ],0)-_xlfn.RANK.EQ(Optimization1[[#This Row],[$/lb TP ]],Optimization1[$/lb TP ],1))/2>0),1,0)),0)","v":0},{"$f":"IFERROR(IF(Optimization1[[#This Row],[Total Cost ($/yr)]]=0,NA(),_xlfn.RANK.EQ(Optimization1[[#This Row],[$/lb TSS ]],Optimization1[$/lb TSS ],1)+IF(AND(SUMPRODUCT(--(Optimization1[$/lb TSS ]=Optimization1[[#This Row],[$/lb TSS ]]),--(Optimization1[Total Cost ($/yr)]>Optimization1[[#This Row],[Total Cost ($/yr)]]))>0,(COUNT(Optimization1[$/lb TSS ])+1-_xlfn.RANK.EQ(Optimization1[[#This Row],[$/lb TSS ]],Optimization1[$/lb TSS ],0)-_xlfn.RANK.EQ(Optimization1[[#This Row],[$/lb TSS ]],Optimization1[$/lb TSS ],1))/2>0),1,0)),0)","v":0},{"$f":"IFERROR(Optimization1[[#This Row],[TN Rank]]*$C$34+Optimization1[[#This Row],[TP Rank]]*$C$35,0)","v":0},{"$f":"IF($A$34=\"TN\",Optimization1[[#This Row],[TN Rank]],IF($A$34=\"TP\",Optimization1[[#This Row],[TP Rank]],IF($A$34=\"TN & TP\",Optimization1[[#This Row],[TN & TP Rank]],Optimization1[[#This Row],[TSS Rank]])))+IF(Priority[BMP Type]=Optimization1[[#This Row],[Practice]],0.5,0)","v":0},{"$f":"IF(Optimization1[[#This Row],[Selected Ranking]]>0,1,0)","v":0},{"$f":"Optimization1[[#This Row],[Total Cost ($/yr)]]/_xlfn.AGGREGATE(9,7,Optimization1[Total Cost ($/yr)])","v":{"$error":"#DIV/0!"}},{"$f":"IF(IFERROR(SUMIFS('Scenario Setup'!$Q$50:$Q$170,'Scenario Setup'!$C$50:$C$170,Optimization1[[#This Row],[Practice]])+SUMIFS('Scenario Setup'!$Q$50:$Q$170,'Scenario Setup'!$B$50:$B$170,Optimization1[[#This Row],[Practice]]),0)<0,0,IFERROR(SUMIFS('Scenario Setup'!$Q$50:$Q$170,'Scenario Setup'!$C$50:$C$170,Optimization1[[#This Row],[Practice]])+SUMIFS('Scenario Setup'!$Q$50:$Q$170,'Scenario Setup'!$B$50:$B$170,Optimization1[[#This Row],[Practice]]),0))","v":0},{"$f":"IF(IFERROR(SUMIFS('Scenario Setup'!$R$50:$R$170,'Scenario Setup'!$C$50:$C$170,Optimization1[[#This Row],[Practice]])+SUMIFS('Scenario Setup'!$R$50:$R$170,'Scenario Setup'!$B$50:$B$170,Optimization1[[#This Row],[Practice]]),0)<0,0,IFERROR(SUMIFS('Scenario Setup'!$R$50:$R$170,'Scenario Setup'!$C$50:$C$170,Optimization1[[#This Row],[Practice]])+SUMIFS('Scenario Setup'!$R$50:$R$170,'Scenario Setup'!$B$50:$B$170,Optimization1[[#This Row],[Practice]]),0))","v":0},{"$f":"IF(IFERROR(SUMIFS('Scenario Setup'!$S$50:$S$170,'Scenario Setup'!$C$50:$C$170,Optimization1[[#This Row],[Practice]])+SUMIFS('Scenario Setup'!$S$50:$S$170,'Scenario Setup'!$B$50:$B$170,Optimization1[[#This Row],[Practice]]),0)<0,0,IFERROR(SUMIFS('Scenario Setup'!$S$50:$S$170,'Scenario Setup'!$C$50:$C$170,Optimization1[[#This Row],[Practice]])+SUMIFS('Scenario Setup'!$S$50:$S$170,'Scenario Setup'!$B$50:$B$170,Optimization1[[#This Row],[Practice]]),0))","v":0},{"$f":"IFERROR(SUMIFS('Scenario Setup'!$V$50:$V$170,'Scenario Setup'!$C$50:$C$170,Optimization1[[#This Row],[Practice]])+SUMIFS('Scenario Setup'!$V$50:$V$170,'Scenario Setup'!$B$50:$B$170,Optimization1[[#This Row],[Practice]]),0)","v":0}]
["Soil Augmentation ",{"$f":"IFERROR(Optimization1[[#This Row],[Resulting Runoff Equivalent Impervious Area to Treat (acres) or Units to Treat (calc)]]*(Optimization1[[#This Row],[Original Units]]/Optimization1[[#This Row],[Runoff Equivalent Impervious Area Treated (acres) or Units Treated]]),0)","v":0},{"$f":"IFERROR(Optimization1[[#This Row],[TN (lbs/yr reduced)]]/Optimization1[[#This Row],[Runoff Equivalent Impervious Area Treated (acres) or Units Treated]]*Optimization1[[#This Row],[Resulting Runoff Equivalent Impervious Area to Treat (acres) or Units to Treat (calc)]],0)","v":0},{"$f":"IFERROR(Optimization1[[#This Row],[TP (lbs/yr reduced)]]/Optimization1[[#This Row],[Runoff Equivalent Impervious Area Treated (acres) or Units Treated]]*Optimization1[[#This Row],[Resulting Runoff Equivalent Impervious Area to Treat (acres) or Units to Treat (calc)]],0)","v":0},{"$f":"IFERROR(Optimization1[[#This Row],[TSS (lbs/yr reduced)]]/Optimization1[[#This Row],[Runoff Equivalent Impervious Area Treated (acres) or Units Treated]]*Optimization1[[#This Row],[Resulting Runoff Equivalent Impervious Area to Treat (acres) or Units to Treat (calc)]],0)","v":0},{"$f":"IFERROR(Optimization1[[#This Row],[Total Cost ($/yr)]]/Optimization1[[#This Row],[Runoff Equivalent Impervious Area Treated (acres) or Units Treated]]*Optimization1[[#This Row],[Resulting Runoff Equivalent Impervious Area to Treat (acres) or Units to Treat (calc)]],0)","v":0},{"$f":"IFERROR(Optimization1[[#This Row],[Total Cost ($/yr)]]/Optimization1[[#This Row],[TN (lbs/yr reduced)]],\"\")","v":""},{"$f":"IFERROR(Optimization1[[#This Row],[Total Cost ($/yr)]]/Optimization1[[#This Row],[TP (lbs/yr reduced)]],\"\")","v":""},{"$f":"IFERROR(Optimization1[[#This Row],[Total Cost ($/yr)]]/Optimization1[[#This Row],[TSS (lbs/yr reduced)]],\"\")","v":""},{"$f":"SUMIFS(IF($A$34=\"TN\",Optimization1[TN (lbs/yr reduced)],IF($A$34=\"TP\",Optimization1[TP (lbs/yr reduced)],IF($A$34=\"TN & TP\",Optimization1[TN (lbs/yr reduced)],Optimization1[TSS (lbs/yr reduced)]))),Optimization1[Selected Ranking],\">0\",Optimization1[Selected Ranking],\"<\"&Optimization1[[#This Row],[Selected Ranking]])","v":0},{"$f":"IF(Optimization1[[#This Row],[Reductions from Less Expensive or Higher Priority Practices (lbs)]]>=$A$36,0,IF(IF($A$34=\"TN\",Optimization1[[#This Row],[TN (lbs/yr reduced)]],IF($A$34=\"TP\",Optimization1[[#This Row],[TP (lbs/yr reduced)]],IF($A$34=\"TN & TP\",Optimization1[[#This Row],[TN (lbs/yr reduced)]],Optimization1[[#This Row],[TSS (lbs/yr reduced)]])))+Optimization1[[#This Row],[Reductions from Less Expensive or Higher Priority Practices (lbs)]]>$A$36,$A$36-Optimization1[[#This Row],[Reductions from Less Expensive or Higher Priority Practices (lbs)]],IF($A$34=\"TN\",Optimization1[[#This Row],[TN (lbs/yr reduced)]],IF($A$34=\"TP\",Optimization1[[#This Row],[TP (lbs/yr reduced)]],IF($A$34=\"TN & TP\",Optimization1[[#This Row],[TN (lbs/yr reduced)]],Optimization1[[#This Row],[TSS (lbs/yr reduced)]])))))","v":0},{"$f":"IFERROR(Optimization1[[#This Row],[Runoff Equivalent Impervious Area Treated (acres) or Units Treated]]/IF($A$34=\"TN\",Optimization1[[#This Row],[TN (lbs/yr reduced)]],IF($A$34=\"TP\",Optimization1[[#This Row],[TP (lbs/yr reduced)]],IF($A$34=\"TN & TP\",IF(Optimization1[[#This Row],[TN (lbs/yr reduced)]]=0,Optimization1[[#This Row],[TP (lbs/yr reduced)]],Optimization1[[#This Row],[TN (lbs/yr reduced)]]),Optimization1[[#This Row],[TSS (lbs/yr reduced)]])))*IF(AND($A$34=\"TN & TP\",Optimization1[[#This Row],[TN (lbs/yr reduced)]]=0),Optimization1[[#This Row],[TP (lbs/yr reduced)]],Optimization1[[#This Row],[Available Reduction (lbs)]]),0)","v":0},{"$f":"SUMIFS('Scenario Setup'!$I$50:$I$170,'Scenario Setup'!$C$50:$C$170,Optimization1[[#This Row],[Practice]])+SUMIFS('Scenario Setup'!$I$50:$I$170,'Scenario Setup'!$B$50:$B$170,Optimization1[[#This Row],[Practice]])","v":0},{"$f":"SUMIFS('Scenario Setup'!$E$50:$E$170,'Scenario Setup'!$C$50:$C$170,Optimization1[[#This Row],[Practice]])+SUMIFS('Scenario Setup'!$E$50:$E$170,'Scenario Setup'!$B$50:$B$170,Optimization1[[#This Row],[Practice]])","v":0},{"$f":"IFERROR(IF(Optimization1[[#This Row],[Total Cost ($/yr)]]=0,NA(),_xlfn.RANK.EQ(Optimization1[[#This Row],[$/lb TN]],Optimization1[$/lb TN],1)+IF(AND(SUMPRODUCT(--(Optimization1[$/lb TN]=Optimization1[[#This Row],[$/lb TN]]),--(Optimization1[Total Cost ($/yr)]>Optimization1[[#This Row],[Total Cost ($/yr)]]))>0,(COUNT(Optimization1[$/lb TN])+1-_xlfn.RANK.EQ(Optimization1[[#This Row],[$/lb TN]],Optimization1[$/lb TN],0)-_xlfn.RANK.EQ(Optimization1[[#This Row],[$/lb TN]],Optimization1[$/lb TN],1))/2>0),1,0)),0)","v":0},{"$f":"IFERROR(IF(Optimization1[[#This Row],[Total Cost ($/yr)]]=0,NA(),_xlfn.RANK.EQ(Optimization1[[#This Row],[$/lb TP ]],Optimization1[$/lb TP ],1)+IF(AND(SUMPRODUCT(--(Optimization1[$/lb TP ]=Optimization1[[#This Row],[$/lb TP ]]),--(Optimization1[Total Cost ($/yr)]>Optimization1[[#This Row],[Total Cost ($/yr)]]))>0,(COUNT(Optimization1[$/lb TP ])+1-_xlfn.RANK.EQ(Optimization1[[#This Row],[$/lb TP ]],Optimization1[$/lb TP ],0)-_xlfn.RANK.EQ(Optimization1[[#This Row],[$/lb TP ]],Optimization1[$/lb TP ],1))/2>0),1,0)),0)","v":0},{"$f":"IFERROR(IF(Optimization1[[#This Row],[Total Cost ($/yr)]]=0,NA(),_xlfn.RANK.EQ(Optimization1[[#This Row],[$/lb TSS ]],Optimization1[$/lb TSS ],1)+IF(AND(SUMPRODUCT(--(Optimization1[$/lb TSS ]=Optimization1[[#This Row],[$/lb TSS ]]),--(Optimization1[Total Cost ($/yr)]>Optimization1[[#This Row],[Total Cost ($/yr)]]))>0,(COUNT(Optimization1[$/lb TSS ])+1-_xlfn.RANK.EQ(Optimization1[[#This Row],[$/lb TSS ]],Optimization1[$/lb TSS ],0)-_xlfn.RANK.EQ(Optimization1[[#This Row],[$/lb TSS ]],Optimization1[$/lb TSS ],1))/2>0),1,0)),0)","v":0},{"$f":"IFERROR(Optimization1[[#This Row],[TN Rank]]*$C$34+Optimization1[[#This Row],[TP Rank]]*$C$35,0)","v":0},{"$f":"IF($A$34=\"TN\",Optimization1[[#This Row],[TN Rank]],IF($A$34=\"TP\",Optimization1[[#This Row],[TP Rank]],IF($A$34=\"TN & TP\",Optimization1[[#This Row],[TN & TP Rank]],Optimization1[[#This Row],[TSS Rank]])))+IF(Priority[BMP Type]=Optimization1[[#This Row],[Practice]],0.5,0)","v":0},{"$f":"IF(Optimization1[[#This Row],[Selected Ranking]]>0,1,0)","v":0},{"$f":"Optimization1[[#This Row],[Total Cost ($/yr)]]/_xlfn.AGGREGATE(9,7,Optimization1[Total Cost ($/yr)])","v":{"$error":"#DIV/0!"}},{"$f":"IF(IFERROR(SUMIFS('Scenario Setup'!$Q$50:$Q$170,'Scenario Setup'!$C$50:$C$170,Optimization1[[#This Row],[Practice]])+SUMIFS('Scenario Setup'!$Q$50:$Q$170,'Scenario Setup'!$B$50:$B$170,Optimization1[[#This Row],[Practice]]),0)<0,0,IFERROR(SUMIFS('Scenario Setup'!$Q$50:$Q$170,'Scenario Setup'!$C$50:$C$170,Optimization1[[#This Row],[Practice]])+SUMIFS('Scenario Setup'!$Q$50:$Q$170,'Scenario Setup'!$B$50:$B$170,Optimization1[[#This Row],[Practice]]),0))","v":0},{"$f":"IF(IFERROR(SUMIFS('Scenario Setup'!$R$50:$R$170,'Scenario Setup'!$C$50:$C$170,Optimization1[[#This Row],[Practice]])+SUMIFS('Scenario Setup'!$R$50:$R$170,'Scenario Setup'!$B$50:$B$170,Optimization1[[#This Row],[Practice]]),0)<0,0,IFERROR(SUMIFS('Scenario Setup'!$R$50:$R$170,'Scenario Setup'!$C$50:$C$170,Optimization1[[#This Row],[Practice]])+SUMIFS('Scenario Setup'!$R$50:$R$170,'Scenario Setup'!$B$50:$B$170,Optimization1[[#This Row],[Practice]]),0))","v":0},{"$f":"IF(IFERROR(SUMIFS('Scenario Setup'!$S$50:$S$170,'Scenario Setup'!$C$50:$C$170,Optimization1[[#This Row],[Practice]])+SUMIFS('Scenario Setup'!$S$50:$S$170,'Scenario Setup'!$B$50:$B$170,Optimization1[[#This Row],[Practice]]),0)<0,0,IFERROR(SUMIFS('Scenario Setup'!$S$50:$S$170,'Scenario Setup'!$C$50:$C$170,Optimization1[[#This Row],[Practice]])+SUMIFS('Scenario Setup'!$S$50:$S$170,'Scenario Setup'!$B$50:$B$170,Optimization1[[#This Row],[Practice]]),0))","v":0},{"$f":"IFERROR(SUMIFS('Scenario Setup'!$V$50:$V$170,'Scenario Setup'!$C$50:$C$170,Optimization1[[#This Row],[Practice]])+SUMIFS('Scenario Setup'!$V$50:$V$170,'Scenario Setup'!$B$50:$B$170,Optimization1[[#This Row],[Practice]]),0)","v":0}]
["Impervious Cover Removal",{"$f":"IFERROR(Optimization1[[#This Row],[Resulting Runoff Equivalent Impervious Area to Treat (acres) or Units to Treat (calc)]]*(Optimization1[[#This Row],[Original Units]]/Optimization1[[#This Row],[Runoff Equivalent Impervious Area Treated (acres) or Units Treated]]),0)","v":0},{"$f":"IFERROR(Optimization1[[#This Row],[TN (lbs/yr reduced)]]/Optimization1[[#This Row],[Runoff Equivalent Impervious Area Treated (acres) or Units Treated]]*Optimization1[[#This Row],[Resulting Runoff Equivalent Impervious Area to Treat (acres) or Units to Treat (calc)]],0)","v":0},{"$f":"IFERROR(Optimization1[[#This Row],[TP (lbs/yr reduced)]]/Optimization1[[#This Row],[Runoff Equivalent Impervious Area Treated (acres) or Units Treated]]*Optimization1[[#This Row],[Resulting Runoff Equivalent Impervious Area to Treat (acres) or Units to Treat (calc)]],0)","v":0},{"$f":"IFERROR(Optimization1[[#This Row],[TSS (lbs/yr reduced)]]/Optimization1[[#This Row],[Runoff Equivalent Impervious Area Treated (acres) or Units Treated]]*Optimization1[[#This Row],[Resulting Runoff Equivalent Impervious Area to Treat (acres) or Units to Treat (calc)]],0)","v":0},{"$f":"IFERROR(Optimization1[[#This Row],[Total Cost ($/yr)]]/Optimization1[[#This Row],[Runoff Equivalent Impervious Area Treated (acres) or Units Treated]]*Optimization1[[#This Row],[Resulting Runoff Equivalent Impervious Area to Treat (acres) or Units to Treat (calc)]],0)","v":0},{"$f":"IFERROR(Optimization1[[#This Row],[Total Cost ($/yr)]]/Optimization1[[#This Row],[TN (lbs/yr reduced)]],\"\")","v":""},{"$f":"IFERROR(Optimization1[[#This Row],[Total Cost ($/yr)]]/Optimization1[[#This Row],[TP (lbs/yr reduced)]],\"\")","v":""},{"$f":"IFERROR(Optimization1[[#This Row],[Total Cost ($/yr)]]/Optimization1[[#This Row],[TSS (lbs/yr reduced)]],\"\")","v":""},{"$f":"SUMIFS(IF($A$34=\"TN\",Optimization1[TN (lbs/yr reduced)],IF($A$34=\"TP\",Optimization1[TP (lbs/yr reduced)],IF($A$34=\"TN & TP\",Optimization1[TN (lbs/yr reduced)],Optimization1[TSS (lbs/yr reduced)]))),Optimization1[Selected Ranking],\">0\",Optimization1[Selected Ranking],\"<\"&Optimization1[[#This Row],[Selected Ranking]])","v":0},{"$f":"IF(Optimization1[[#This Row],[Reductions from Less Expensive or Higher Priority Practices (lbs)]]>=$A$36,0,IF(IF($A$34=\"TN\",Optimization1[[#This Row],[TN (lbs/yr reduced)]],IF($A$34=\"TP\",Optimization1[[#This Row],[TP (lbs/yr reduced)]],IF($A$34=\"TN & TP\",Optimization1[[#This Row],[TN (lbs/yr reduced)]],Optimization1[[#This Row],[TSS (lbs/yr reduced)]])))+Optimization1[[#This Row],[Reductions from Less Expensive or Higher Priority Practices (lbs)]]>$A$36,$A$36-Optimization1[[#This Row],[Reductions from Less Expensive or Higher Priority Practices (lbs)]],IF($A$34=\"TN\",Optimization1[[#This Row],[TN (lbs/yr reduced)]],IF($A$34=\"TP\",Optimization1[[#This Row],[TP (lbs/yr reduced)]],IF($A$34=\"TN & TP\",Optimization1[[#This Row],[TN (lbs/yr reduced)]],Optimization1[[#This Row],[TSS (lbs/yr reduced)]])))))","v":0},{"$f":"IFERROR(Optimization1[[#This Row],[Runoff Equivalent Impervious Area Treated (acres) or Units Treated]]/IF($A$34=\"TN\",Optimization1[[#This Row],[TN (lbs/yr reduced)]],IF($A$34=\"TP\",Optimization1[[#This Row],[TP (lbs/yr reduced)]],IF($A$34=\"TN & TP\",IF(Optimization1[[#This Row],[TN (lbs/yr reduced)]]=0,Optimization1[[#This Row],[TP (lbs/yr reduced)]],Optimization1[[#This Row],[TN (lbs/yr reduced)]]),Optimization1[[#This Row],[TSS (lbs/yr reduced)]])))*IF(AND($A$34=\"TN & TP\",Optimization1[[#This Row],[TN (lbs/yr reduced)]]=0),Optimization1[[#This Row],[TP (lbs/yr reduced)]],Optimization1[[#This Row],[Available Reduction (lbs)]]),0)","v":0},{"$f":"SUMIFS('Scenario Setup'!$I$50:$I$170,'Scenario Setup'!$C$50:$C$170,Optimization1[[#This Row],[Practice]])+SUMIFS('Scenario Setup'!$I$50:$I$170,'Scenario Setup'!$B$50:$B$170,Optimization1[[#This Row],[Practice]])","v":0},{"$f":"SUMIFS('Scenario Setup'!$E$50:$E$170,'Scenario Setup'!$C$50:$C$170,Optimization1[[#This Row],[Practice]])+SUMIFS('Scenario Setup'!$E$50:$E$170,'Scenario Setup'!$B$50:$B$170,Optimization1[[#This Row],[Practice]])","v":0},{"$f":"IFERROR(IF(Optimization1[[#This Row],[Total Cost ($/yr)]]=0,NA(),_xlfn.RANK.EQ(Optimization1[[#This Row],[$/lb TN]],Optimization1[$/lb TN],1)+IF(AND(SUMPRODUCT(--(Optimization1[$/lb TN]=Optimization1[[#This Row],[$/lb TN]]),--(Optimization1[Total Cost ($/yr)]>Optimization1[[#This Row],[Total Cost ($/yr)]]))>0,(COUNT(Optimization1[$/lb TN])+1-_xlfn.RANK.EQ(Optimization1[[#This Row],[$/lb TN]],Optimization1[$/lb TN],0)-_xlfn.RANK.EQ(Optimization1[[#This Row],[$/lb TN]],Optimization1[$/lb TN],1))/2>0),1,0)),0)","v":0},{"$f":"IFERROR(IF(Optimization1[[#This Row],[Total Cost ($/yr)]]=0,NA(),_xlfn.RANK.EQ(Optimization1[[#This Row],[$/lb TP ]],Optimization1[$/lb TP ],1)+IF(AND(SUMPRODUCT(--(Optimization1[$/lb TP ]=Optimization1[[#This Row],[$/lb TP ]]),--(Optimization1[Total Cost ($/yr)]>Optimization1[[#This Row],[Total Cost ($/yr)]]))>0,(COUNT(Optimization1[$/lb TP ])+1-_xlfn.RANK.EQ(Optimization1[[#This Row],[$/lb TP ]],Optimization1[$/lb TP ],0)-_xlfn.RANK.EQ(Optimization1[[#This Row],[$/lb TP ]],Optimization1[$/lb TP ],1))/2>0),1,0)),0)","v":0},{"$f":"IFERROR(IF(Optimization1[[#This Row],[Total Cost ($/yr)]]=0,NA(),_xlfn.RANK.EQ(Optimization1[[#This Row],[$/lb TSS ]],Optimization1[$/lb TSS ],1)+IF(AND(SUMPRODUCT(--(Optimization1[$/lb TSS ]=Optimization1[[#This Row],[$/lb TSS ]]),--(Optimization1[Total Cost ($/yr)]>Optimization1[[#This Row],[Total Cost ($/yr)]]))>0,(COUNT(Optimization1[$/lb TSS ])+1-_xlfn.RANK.EQ(Optimization1[[#This Row],[$/lb TSS ]],Optimization1[$/lb TSS ],0)-_xlfn.RANK.EQ(Optimization1[[#This Row],[$/lb TSS ]],Optimization1[$/lb TSS ],1))/2>0),1,0)),0)","v":0},{"$f":"IFERROR(Optimization1[[#This Row],[TN Rank]]*$C$34+Optimization1[[#This Row],[TP Rank]]*$C$35,0)","v":0},{"$f":"IF($A$34=\"TN\",Optimization1[[#This Row],[TN Rank]],IF($A$34=\"TP\",Optimization1[[#This Row],[TP Rank]],IF($A$34=\"TN & TP\",Optimization1[[#This Row],[TN & TP Rank]],Optimization1[[#This Row],[TSS Rank]])))+IF(Priority[BMP Type]=Optimization1[[#This Row],[Practice]],0.5,0)","v":0},{"$f":"IF(Optimization1[[#This Row],[Selected Ranking]]>0,1,0)","v":0},{"$f":"Optimization1[[#This Row],[Total Cost ($/yr)]]/_xlfn.AGGREGATE(9,7,Optimization1[Total Cost ($/yr)])","v":{"$error":"#DIV/0!"}},{"$f":"IF(IFERROR(SUMIFS('Scenario Setup'!$Q$50:$Q$170,'Scenario Setup'!$C$50:$C$170,Optimization1[[#This Row],[Practice]])+SUMIFS('Scenario Setup'!$Q$50:$Q$170,'Scenario Setup'!$B$50:$B$170,Optimization1[[#This Row],[Practice]]),0)<0,0,IFERROR(SUMIFS('Scenario Setup'!$Q$50:$Q$170,'Scenario Setup'!$C$50:$C$170,Optimization1[[#This Row],[Practice]])+SUMIFS('Scenario Setup'!$Q$50:$Q$170,'Scenario Setup'!$B$50:$B$170,Optimization1[[#This Row],[Practice]]),0))","v":0},{"$f":"IF(IFERROR(SUMIFS('Scenario Setup'!$R$50:$R$170,'Scenario Setup'!$C$50:$C$170,Optimization1[[#This Row],[Practice]])+SUMIFS('Scenario Setup'!$R$50:$R$170,'Scenario Setup'!$B$50:$B$170,Optimization1[[#This Row],[Practice]]),0)<0,0,IFERROR(SUMIFS('Scenario Setup'!$R$50:$R$170,'Scenario Setup'!$C$50:$C$170,Optimization1[[#This Row],[Practice]])+SUMIFS('Scenario Setup'!$R$50:$R$170,'Scenario Setup'!$B$50:$B$170,Optimization1[[#This Row],[Practice]]),0))","v":0},{"$f":"IF(IFERROR(SUMIFS('Scenario Setup'!$S$50:$S$170,'Scenario Setup'!$C$50:$C$170,Optimization1[[#This Row],[Practice]])+SUMIFS('Scenario Setup'!$S$50:$S$170,'Scenario Setup'!$B$50:$B$170,Optimization1[[#This Row],[Practice]]),0)<0,0,IFERROR(SUMIFS('Scenario Setup'!$S$50:$S$170,'Scenario Setup'!$C$50:$C$170,Optimization1[[#This Row],[Practice]])+SUMIFS('Scenario Setup'!$S$50:$S$170,'Scenario Setup'!$B$50:$B$170,Optimization1[[#This Row],[Practice]]),0))","v":0},{"$f":"IFERROR(SUMIFS('Scenario Setup'!$V$50:$V$170,'Scenario Setup'!$C$50:$C$170,Optimization1[[#This Row],[Practice]])+SUMIFS('Scenario Setup'!$V$50:$V$170,'Scenario Setup'!$B$50:$B$170,Optimization1[[#This Row],[Practice]]),0)","v":0}]
["Green Roof",{"$f":"IFERROR(Optimization1[[#This Row],[Resulting Runoff Equivalent Impervious Area to Treat (acres) or Units to Treat (calc)]]*(Optimization1[[#This Row],[Original Units]]/Optimization1[[#This Row],[Runoff Equivalent Impervious Area Treated (acres) or Units Treated]]),0)","v":0},{"$f":"IFERROR(Optimization1[[#This Row],[TN (lbs/yr reduced)]]/Optimization1[[#This Row],[Runoff Equivalent Impervious Area Treated (acres) or Units Treated]]*Optimization1[[#This Row],[Resulting Runoff Equivalent Impervious Area to Treat (acres) or Units to Treat (calc)]],0)","v":0},{"$f":"IFERROR(Optimization1[[#This Row],[TP (lbs/yr reduced)]]/Optimization1[[#This Row],[Runoff Equivalent Impervious Area Treated (acres) or Units Treated]]*Optimization1[[#This Row],[Resulting Runoff Equivalent Impervious Area to Treat (acres) or Units to Treat (calc)]],0)","v":0},{"$f":"IFERROR(Optimization1[[#This Row],[TSS (lbs/yr reduced)]]/Optimization1[[#This Row],[Runoff Equivalent Impervious Area Treated (acres) or Units Treated]]*Optimization1[[#This Row],[Resulting Runoff Equivalent Impervious Area to Treat (acres) or Units to Treat (calc)]],0)","v":0},{"$f":"IFERROR(Optimization1[[#This Row],[Total Cost ($/yr)]]/Optimization1[[#This Row],[Runoff Equivalent Impervious Area Treated (acres) or Units Treated]]*Optimization1[[#This Row],[Resulting Runoff Equivalent Impervious Area to Treat (acres) or Units to Treat (calc)]],0)","v":0},{"$f":"IFERROR(Optimization1[[#This Row],[Total Cost ($/yr)]]/Optimization1[[#This Row],[TN (lbs/yr reduced)]],\"\")","v":""},{"$f":"IFERROR(Optimization1[[#This Row],[Total Cost ($/yr)]]/Optimization1[[#This Row],[TP (lbs/yr reduced)]],\"\")","v":""},{"$f":"IFERROR(Optimization1[[#This Row],[Total Cost ($/yr)]]/Optimization1[[#This Row],[TSS (lbs/yr reduced)]],\"\")","v":""},{"$f":"SUMIFS(IF($A$34=\"TN\",Optimization1[TN (lbs/yr reduced)],IF($A$34=\"TP\",Optimization1[TP (lbs/yr reduced)],IF($A$34=\"TN & TP\",Optimization1[TN (lbs/yr reduced)],Optimization1[TSS (lbs/yr reduced)]))),Optimization1[Selected Ranking],\">0\",Optimization1[Selected Ranking],\"<\"&Optimization1[[#This Row],[Selected Ranking]])","v":0},{"$f":"IF(Optimization1[[#This Row],[Reductions from Less Expensive or Higher Priority Practices (lbs)]]>=$A$36,0,IF(IF($A$34=\"TN\",Optimization1[[#This Row],[TN (lbs/yr reduced)]],IF($A$34=\"TP\",Optimization1[[#This Row],[TP (lbs/yr reduced)]],IF($A$34=\"TN & TP\",Optimization1[[#This Row],[TN (lbs/yr reduced)]],Optimization1[[#This Row],[TSS (lbs/yr reduced)]])))+Optimization1[[#This Row],[Reductions from Less Expensive or Higher Priority Practices (lbs)]]>$A$36,$A$36-Optimization1[[#This Row],[Reductions from Less Expensive or Higher Priority Practices (lbs)]],IF($A$34=\"TN\",Optimization1[[#This Row],[TN (lbs/yr reduced)]],IF($A$34=\"TP\",Optimization1[[#This Row],[TP (lbs/yr reduced)]],IF($A$34=\"TN & TP\",Optimization1[[#This Row],[TN (lbs/yr reduced)]],Optimization1[[#This Row],[TSS (lbs/yr reduced)]])))))","v":0},{"$f":"IFERROR(Optimization1[[#This Row],[Runoff Equivalent Impervious Area Treated (acres) or Units Treated]]/IF($A$34=\"TN\",Optimization1[[#This Row],[TN (lbs/yr reduced)]],IF($A$34=\"TP\",Optimization1[[#This Row],[TP (lbs/yr reduced)]],IF($A$34=\"TN & TP\",IF(Optimization1[[#This Row],[TN (lbs/yr reduced)]]=0,Optimization1[[#This Row],[TP (lbs/yr reduced)]],Optimization1[[#This Row],[TN (lbs/yr reduced)]]),Optimization1[[#This Row],[TSS (lbs/yr reduced)]])))*IF(AND($A$34=\"TN & TP\",Optimization1[[#This Row],[TN (lbs/yr reduced)]]=0),Optimization1[[#This Row],[TP (lbs/yr reduced)]],Optimization1[[#This Row],[Available Reduction (lbs)]]),0)","v":0},{"$f":"SUMIFS('Scenario Setup'!$I$50:$I$170,'Scenario Setup'!$C$50:$C$170,Optimization1[[#This Row],[Practice]])+SUMIFS('Scenario Setup'!$I$50:$I$170,'Scenario Setup'!$B$50:$B$170,Optimization1[[#This Row],[Practice]])","v":0},{"$f":"SUMIFS('Scenario Setup'!$E$50:$E$170,'Scenario Setup'!$C$50:$C$170,Optimization1[[#This Row],[Practice]])+SUMIFS('Scenario Setup'!$E$50:$E$170,'Scenario Setup'!$B$50:$B$170,Optimization1[[#This Row],[Practice]])","v":0},{"$f":"IFERROR(IF(Optimization1[[#This Row],[Total Cost ($/yr)]]=0,NA(),_xlfn.RANK.EQ(Optimization1[[#This Row],[$/lb TN]],Optimization1[$/lb TN],1)+IF(AND(SUMPRODUCT(--(Optimization1[$/lb TN]=Optimization1[[#This Row],[$/lb TN]]),--(Optimization1[Total Cost ($/yr)]>Optimization1[[#This Row],[Total Cost ($/yr)]]))>0,(COUNT(Optimization1[$/lb TN])+1-_xlfn.RANK.EQ(Optimization1[[#This Row],[$/lb TN]],Optimization1[$/lb TN],0)-_xlfn.RANK.EQ(Optimization1[[#This Row],[$/lb TN]],Optimization1[$/lb TN],1))/2>0),1,0)),0)","v":0},{"$f":"IFERROR(IF(Optimization1[[#This Row],[Total Cost ($/yr)]]=0,NA(),_xlfn.RANK.EQ(Optimization1[[#This Row],[$/lb TP ]],Optimization1[$/lb TP ],1)+IF(AND(SUMPRODUCT(--(Optimization1[$/lb TP ]=Optimization1[[#This Row],[$/lb TP ]]),--(Optimization1[Total Cost ($/yr)]>Optimization1[[#This Row],[Total Cost ($/yr)]]))>0,(COUNT(Optimization1[$/lb TP ])+1-_xlfn.RANK.EQ(Optimization1[[#This Row],[$/lb TP ]],Optimization1[$/lb TP ],0)-_xlfn.RANK.EQ(Optimization1[[#This Row],[$/lb TP ]],Optimization1[$/lb TP ],1))/2>0),1,0)),0)","v":0},{"$f":"IFERROR(IF(Optimization1[[#This Row],[Total Cost ($/yr)]]=0,NA(),_xlfn.RANK.EQ(Optimization1[[#This Row],[$/lb TSS ]],Optimization1[$/lb TSS ],1)+IF(AND(SUMPRODUCT(--(Optimization1[$/lb TSS ]=Optimization1[[#This Row],[$/lb TSS ]]),--(Optimization1[Total Cost ($/yr)]>Optimization1[[#This Row],[Total Cost ($/yr)]]))>0,(COUNT(Optimization1[$/lb TSS ])+1-_xlfn.RANK.EQ(Optimization1[[#This Row],[$/lb TSS ]],Optimization1[$/lb TSS ],0)-_xlfn.RANK.EQ(Optimization1[[#This Row],[$/lb TSS ]],Optimization1[$/lb TSS ],1))/2>0),1,0)),0)","v":0},{"$f":"IFERROR(Optimization1[[#This Row],[TN Rank]]*$C$34+Optimization1[[#This Row],[TP Rank]]*$C$35,0)","v":0},{"$f":"IF($A$34=\"TN\",Optimization1[[#This Row],[TN Rank]],IF($A$34=\"TP\",Optimization1[[#This Row],[TP Rank]],IF($A$34=\"TN & TP\",Optimization1[[#This Row],[TN & TP Rank]],Optimization1[[#This Row],[TSS Rank]])))+IF(Priority[BMP Type]=Optimization1[[#This Row],[Practice]],0.5,0)","v":0},{"$f":"IF(Optimization1[[#This Row],[Selected Ranking]]>0,1,0)","v":0},{"$f":"Optimization1[[#This Row],[Total Cost ($/yr)]]/_xlfn.AGGREGATE(9,7,Optimization1[Total Cost ($/yr)])","v":{"$error":"#DIV/0!"}},{"$f":"IF(IFERROR(SUMIFS('Scenario Setup'!$Q$50:$Q$170,'Scenario Setup'!$C$50:$C$170,Optimization1[[#This Row],[Practice]])+SUMIFS('Scenario Setup'!$Q$50:$Q$170,'Scenario Setup'!$B$50:$B$170,Optimization1[[#This Row],[Practice]]),0)<0,0,IFERROR(SUMIFS('Scenario Setup'!$Q$50:$Q$170,'Scenario Setup'!$C$50:$C$170,Optimization1[[#This Row],[Practice]])+SUMIFS('Scenario Setup'!$Q$50:$Q$170,'Scenario Setup'!$B$50:$B$170,Optimization1[[#This Row],[Practice]]),0))","v":0},{"$f":"IF(IFERROR(SUMIFS('Scenario Setup'!$R$50:$R$170,'Scenario Setup'!$C$50:$C$170,Optimization1[[#This Row],[Practice]])+SUMIFS('Scenario Setup'!$R$50:$R$170,'Scenario Setup'!$B$50:$B$170,Optimization1[[#This Row],[Practice]]),0)<0,0,IFERROR(SUMIFS('Scenario Setup'!$R$50:$R$170,'Scenario Setup'!$C$50:$C$170,Optimization1[[#This Row],[Practice]])+SUMIFS('Scenario Setup'!$R$50:$R$170,'Scenario Setup'!$B$50:$B$170,Optimization1[[#This Row],[Practice]]),0))","v":0},{"$f":"IF(IFERROR(SUMIFS('Scenario Setup'!$S$50:$S$170,'Scenario Setup'!$C$50:$C$170,Optimization1[[#This Row],[Practice]])+SUMIFS('Scenario Setup'!$S$50:$S$170,'Scenario Setup'!$B$50:$B$170,Optimization1[[#This Row],[Practice]]),0)<0,0,IFERROR(SUMIFS('Scenario Setup'!$S$50:$S$170,'Scenario Setup'!$C$50:$C$170,Optimization1[[#This Row],[Practice]])+SUMIFS('Scenario Setup'!$S$50:$S$170,'Scenario Setup'!$B$50:$B$170,Optimization1[[#This Row],[Practice]]),0))","v":0},{"$f":"IFERROR(SUMIFS('Scenario Setup'!$V$50:$V$170,'Scenario Setup'!$C$50:$C$170,Optimization1[[#This Row],[Practice]])+SUMIFS('Scenario Setup'!$V$50:$V$170,'Scenario Setup'!$B$50:$B$170,Optimization1[[#This Row],[Practice]]),0)","v":0}]
["Living Shoreline",{"$f":"IFERROR(Optimization1[[#This Row],[Resulting Runoff Equivalent Impervious Area to Treat (acres) or Units to Treat (calc)]]*(Optimization1[[#This Row],[Original Units]]/Optimization1[[#This Row],[Runoff Equivalent Impervious Area Treated (acres) or Units Treated]]),0)","v":0},{"$f":"IFERROR(Optimization1[[#This Row],[TN (lbs/yr reduced)]]/Optimization1[[#This Row],[Runoff Equivalent Impervious Area Treated (acres) or Units Treated]]*Optimization1[[#This Row],[Resulting Runoff Equivalent Impervious Area to Treat (acres) or Units to Treat (calc)]],0)","v":0},{"$f":"IFERROR(Optimization1[[#This Row],[TP (lbs/yr reduced)]]/Optimization1[[#This Row],[Runoff Equivalent Impervious Area Treated (acres) or Units Treated]]*Optimization1[[#This Row],[Resulting Runoff Equivalent Impervious Area to Treat (acres) or Units to Treat (calc)]],0)","v":0},{"$f":"IFERROR(Optimization1[[#This Row],[TSS (lbs/yr reduced)]]/Optimization1[[#This Row],[Runoff Equivalent Impervious Area Treated (acres) or Units Treated]]*Optimization1[[#This Row],[Resulting Runoff Equivalent Impervious Area to Treat (acres) or Units to Treat (calc)]],0)","v":0},{"$f":"IFERROR(Optimization1[[#This Row],[Total Cost ($/yr)]]/Optimization1[[#This Row],[Runoff Equivalent Impervious Area Treated (acres) or Units Treated]]*Optimization1[[#This Row],[Resulting Runoff Equivalent Impervious Area to Treat (acres) or Units to Treat (calc)]],0)","v":0},{"$f":"IFERROR(Optimization1[[#This Row],[Total Cost ($/yr)]]/Optimization1[[#This Row],[TN (lbs/yr reduced)]],\"\")","v":""},{"$f":"IFERROR(Optimization1[[#This Row],[Total Cost ($/yr)]]/Optimization1[[#This Row],[TP (lbs/yr reduced)]],\"\")","v":""},{"$f":"IFERROR(Optimization1[[#This Row],[Total Cost ($/yr)]]/Optimization1[[#This Row],[TSS (lbs/yr reduced)]],\"\")","v":""},{"$f":"SUMIFS(IF($A$34=\"TN\",Optimization1[TN (lbs/yr reduced)],IF($A$34=\"TP\",Optimization1[TP (lbs/yr reduced)],IF($A$34=\"TN & TP\",Optimization1[TN (lbs/yr reduced)],Optimization1[TSS (lbs/yr reduced)]))),Optimization1[Selected Ranking],\">0\",Optimization1[Selected Ranking],\"<\"&Optimization1[[#This Row],[Selected Ranking]])","v":0},{"$f":"IF(Optimization1[[#This Row],[Reductions from Less Expensive or Higher Priority Practices (lbs)]]>=$A$36,0,IF(IF($A$34=\"TN\",Optimization1[[#This Row],[TN (lbs/yr reduced)]],IF($A$34=\"TP\",Optimization1[[#This Row],[TP (lbs/yr reduced)]],IF($A$34=\"TN & TP\",Optimization1[[#This Row],[TN (lbs/yr reduced)]],Optimization1[[#This Row],[TSS (lbs/yr reduced)]])))+Optimization1[[#This Row],[Reductions from Less Expensive or Higher Priority Practices (lbs)]]>$A$36,$A$36-Optimization1[[#This Row],[Reductions from Less Expensive or Higher Priority Practices (lbs)]],IF($A$34=\"TN\",Optimization1[[#This Row],[TN (lbs/yr reduced)]],IF($A$34=\"TP\",Optimization1[[#This Row],[TP (lbs/yr reduced)]],IF($A$34=\"TN & TP\",Optimization1[[#This Row],[TN (lbs/yr reduced)]],Optimization1[[#This Row],[TSS (lbs/yr reduced)]])))))","v":0},{"$f":"IFERROR(Optimization1[[#This Row],[Runoff Equivalent Impervious Area Treated (acres) or Units Treated]]/IF($A$34=\"TN\",Optimization1[[#This Row],[TN (lbs/yr reduced)]],IF($A$34=\"TP\",Optimization1[[#This Row],[TP (lbs/yr reduced)]],IF($A$34=\"TN & TP\",IF(Optimization1[[#This Row],[TN (lbs/yr reduced)]]=0,Optimization1[[#This Row],[TP (lbs/yr reduced)]],Optimization1[[#This Row],[TN (lbs/yr reduced)]]),Optimization1[[#This Row],[TSS (lbs/yr reduced)]])))*IF(AND($A$34=\"TN & TP\",Optimization1[[#This Row],[TN (lbs/yr reduced)]]=0),Optimization1[[#This Row],[TP (lbs/yr reduced)]],Optimization1[[#This Row],[Available Reduction (lbs)]]),0)","v":0},{"$f":"SUMIFS('Scenario Setup'!$I$50:$I$170,'Scenario Setup'!$C$50:$C$170,Optimization1[[#This Row],[Practice]])+SUMIFS('Scenario Setup'!$I$50:$I$170,'Scenario Setup'!$B$50:$B$170,Optimization1[[#This Row],[Practice]])","v":0},{"$f":"SUMIFS('Scenario Setup'!$E$50:$E$170,'Scenario Setup'!$C$50:$C$170,Optimization1[[#This Row],[Practice]])+SUMIFS('Scenario Setup'!$E$50:$E$170,'Scenario Setup'!$B$50:$B$170,Optimization1[[#This Row],[Practice]])","v":0},{"$f":"IFERROR(IF(Optimization1[[#This Row],[Total Cost ($/yr)]]=0,NA(),_xlfn.RANK.EQ(Optimization1[[#This Row],[$/lb TN]],Optimization1[$/lb TN],1)+IF(AND(SUMPRODUCT(--(Optimization1[$/lb TN]=Optimization1[[#This Row],[$/lb TN]]),--(Optimization1[Total Cost ($/yr)]>Optimization1[[#This Row],[Total Cost ($/yr)]]))>0,(COUNT(Optimization1[$/lb TN])+1-_xlfn.RANK.EQ(Optimization1[[#This Row],[$/lb TN]],Optimization1[$/lb TN],0)-_xlfn.RANK.EQ(Optimization1[[#This Row],[$/lb TN]],Optimization1[$/lb TN],1))/2>0),1,0)),0)","v":0},{"$f":"IFERROR(IF(Optimization1[[#This Row],[Total Cost ($/yr)]]=0,NA(),_xlfn.RANK.EQ(Optimization1[[#This Row],[$/lb TP ]],Optimization1[$/lb TP ],1)+IF(AND(SUMPRODUCT(--(Optimization1[$/lb TP ]=Optimization1[[#This Row],[$/lb TP ]]),--(Optimization1[Total Cost ($/yr)]>Optimization1[[#This Row],[Total Cost ($/yr)]]))>0,(COUNT(Optimization1[$/lb TP ])+1-_xlfn.RANK.EQ(Optimization1[[#This Row],[$/lb TP ]],Optimization1[$/lb TP ],0)-_xlfn.RANK.EQ(Optimization1[[#This Row],[$/lb TP ]],Optimization1[$/lb TP ],1))/2>0),1,0)),0)","v":0},{"$f":"IFERROR(IF(Optimization1[[#This Row],[Total Cost ($/yr)]]=0,NA(),_xlfn.RANK.EQ(Optimization1[[#This Row],[$/lb TSS ]],Optimization1[$/lb TSS ],1)+IF(AND(SUMPRODUCT(--(Optimization1[$/lb TSS ]=Optimization1[[#This Row],[$/lb TSS ]]),--(Optimization1[Total Cost ($/yr)]>Optimization1[[#This Row],[Total Cost ($/yr)]]))>0,(COUNT(Optimization1[$/lb TSS ])+1-_xlfn.RANK.EQ(Optimization1[[#This Row],[$/lb TSS ]],Optimization1[$/lb TSS ],0)-_xlfn.RANK.EQ(Optimization1[[#This Row],[$/lb TSS ]],Optimization1[$/lb TSS ],1))/2>0),1,0)),0)","v":0},{"$f":"IFERROR(Optimization1[[#This Row],[TN Rank]]*$C$34+Optimization1[[#This Row],[TP Rank]]*$C$35,0)","v":0},{"$f":"IF($A$34=\"TN\",Optimization1[[#This Row],[TN Rank]],IF($A$34=\"TP\",Optimization1[[#This Row],[TP Rank]],IF($A$34=\"TN & TP\",Optimization1[[#This Row],[TN & TP Rank]],Optimization1[[#This Row],[TSS Rank]])))+IF(Priority[BMP Type]=Optimization1[[#This Row],[Practice]],0.5,0)","v":0},{"$f":"IF(Optimization1[[#This Row],[Selected Ranking]]>0,1,0)","v":0},{"$f":"Optimization1[[#This Row],[Total Cost ($/yr)]]/_xlfn.AGGREGATE(9,7,Optimization1[Total Cost ($/yr)])","v":{"$error":"#DIV/0!"}},{"$f":"IF(IFERROR(SUMIFS('Scenario Setup'!$Q$50:$Q$170,'Scenario Setup'!$C$50:$C$170,Optimization1[[#This Row],[Practice]])+SUMIFS('Scenario Setup'!$Q$50:$Q$170,'Scenario Setup'!$B$50:$B$170,Optimization1[[#This Row],[Practice]]),0)<0,0,IFERROR(SUMIFS('Scenario Setup'!$Q$50:$Q$170,'Scenario Setup'!$C$50:$C$170,Optimization1[[#This Row],[Practice]])+SUMIFS('Scenario Setup'!$Q$50:$Q$170,'Scenario Setup'!$B$50:$B$170,Optimization1[[#This Row],[Practice]]),0))","v":0},{"$f":"IF(IFERROR(SUMIFS('Scenario Setup'!$R$50:$R$170,'Scenario Setup'!$C$50:$C$170,Optimization1[[#This Row],[Practice]])+SUMIFS('Scenario Setup'!$R$50:$R$170,'Scenario Setup'!$B$50:$B$170,Optimization1[[#This Row],[Practice]]),0)<0,0,IFERROR(SUMIFS('Scenario Setup'!$R$50:$R$170,'Scenario Setup'!$C$50:$C$170,Optimization1[[#This Row],[Practice]])+SUMIFS('Scenario Setup'!$R$50:$R$170,'Scenario Setup'!$B$50:$B$170,Optimization1[[#This Row],[Practice]]),0))","v":0},{"$f":"IF(IFERROR(SUMIFS('Scenario Setup'!$S$50:$S$170,'Scenario Setup'!$C$50:$C$170,Optimization1[[#This Row],[Practice]])+SUMIFS('Scenario Setup'!$S$50:$S$170,'Scenario Setup'!$B$50:$B$170,Optimization1[[#This Row],[Practice]]),0)<0,0,IFERROR(SUMIFS('Scenario Setup'!$S$50:$S$170,'Scenario Setup'!$C$50:$C$170,Optimization1[[#This Row],[Practice]])+SUMIFS('Scenario Setup'!$S$50:$S$170,'Scenario Setup'!$B$50:$B$170,Optimization1[[#This Row],[Practice]]),0))","v":0},{"$f":"IFERROR(SUMIFS('Scenario Setup'!$V$50:$V$170,'Scenario Setup'!$C$50:$C$170,Optimization1[[#This Row],[Practice]])+SUMIFS('Scenario Setup'!$V$50:$V$170,'Scenario Setup'!$B$50:$B$170,Optimization1[[#This Row],[Practice]]),0)","v":0}]
["Total:",{"$f":"IFERROR(_xlfn.AGGREGATE(9,7,Optimization1[Units Treated]),AA79)","v":0},{"$f":"IFERROR(_xlfn.AGGREGATE(9,7,Optimization1[TN Reductions (lbs/yr) ]),AB79)","v":0},{"$f":"IFERROR(_xlfn.AGGREGATE(9,7,Optimization1[TP Reductions (lbs/yr) ]),AC79)","v":0},{"$f":"IFERROR(_xlfn.AGGREGATE(9,7,Optimization1[TSS Reductions (lbs/yr) ]),AD79)","v":0},{"$f":"IFERROR(TEXT(_xlfn.AGGREGATE(9,7,Optimization1[[Annual Cost ]]),\"$#,###\")&\" per year OR \"&TEXT(_xlfn.AGGREGATE(9,7,Optimization1[[Annual Cost ]])*'BMP Costs'!B14,\"$#,###\")&\" over \"&'BMP Costs'!B14&\" years\",AE79)","v":"$ per year OR $ over 20 years"},null,null,null,null,null,null,null,null,null,null,null,null,null,null,null,null,null,null,null,null,{"$f":"SUMIFS(B40:B78,B40:B78,\">0\")","v":0},{"$f":"SUMIFS(C40:C78,C40:C78,\">0\")","v":0},0,0,{"$f":"TEXT(SUMIFS(F40:F78,F40:F78,\">0\"),\"$#,###\")&\" per year OR \"&TEXT(SUMIFS(F40:F78,F40:F78,\">0\")*'BMP Costs'!B14,\"$#,###\")&\" over \"&'BMP Costs'!B14&\" years\"","v":"$ per year OR $ over 20 years"}]
["Percent of Required Reductions Met:",null,{"$f":"IFERROR(C79/A31,\"\")","v":0},{"$f":"IFERROR(D79/B31,\"\")","v":0},{"$f":"IFERROR(E79/C31,\"\")","v":""}]
["Remaining Reductions Needed to Meet Targets",null,{"$f":"IF(A31-C79<0,0,A31-C79)","v":8513.530245381975},{"$f":"IF(B31-D79<0,0,B31-D79)","v":3898.6248935369986},{"$f":"IF(C31-E79<0,0,C31-E79)","v":0}]
["Additional Reductions Achieved on Agricultural Land",{"$f":"SUM('Scenario Setup'!AB50:AB128)","v":0},{"$f":"SUM('Scenario Setup'!Y50:Y128)","v":0},{"$f":"SUM('Scenario Setup'!Z50:Z128)","v":0},{"$f":"SUM('Scenario Setup'!AA50:AA128)","v":0}]
[]
["Because results display the cost per pound of each BMP, the user can then go back and make adjustments (if possible) to the maximum practical number of units "]
["treated for BMPs that are highly cost-effective.  For example, a county may decide to put additional resources towards homeowner outreach for a downspout"]
["disconnection program to greatly increase the number of units that can practically be treated and ultimately reduce the cost per pound to achieve the pollutant"]
["reduction goals."]

{"sheet":"Adjustments","index":4,"n_rows":36,"n_cols":11,"rows_kept":36,"cut":false,"hidden":true,"merged":[]}
["This sheet is just a comparison between the 2007 agricultural land value the the King and Hagan adjustment factor. This relation may be useful if the tool is expanded beyond Maryland."]
[]
[]
[]
[]
[]
[]
[]
[]
["Program","Year","Ag District","Ag District Code","County","County ANSI","Commodity","Data Item","Value","Present Value","King & Hagan Adjustor"]
["CENSUS",2007,"WESTERN",10,"Allegany County",1,"AG LAND","AG LAND, INCL BUILDINGS - ASSET VALUE, MEASURED IN $ / ACRE",4402,null,0.96799999999999997]
["CENSUS",2007,"SOUTHERN",80,"Anne Arundel County",3,"AG LAND","AG LAND, INCL BUILDINGS - ASSET VALUE, MEASURED IN $ / ACRE",13204,null,0.996]
["CENSUS",2007,"NORTH CENTRAL",20,"Baltimore City",null,null,null,null,null,0.99099999999999999]
["CENSUS",2007,"NORTH CENTRAL",20,"Baltimore County",5,"AG LAND","AG LAND, INCL BUILDINGS - ASSET VALUE, MEASURED IN $ / ACRE",9209,null,0.99099999999999999]
["CENSUS",2007,"SOUTHERN",80,"Calvert County",9,"AG LAND","AG LAND, INCL BUILDINGS - ASSET VALUE, MEASURED IN $ / ACRE",8553,null,0.98699999999999999]
["CENSUS",2007,"UPPER EASTERN SHORE",30,"Caroline County",11,"AG LAND","AG LAND, INCL BUILDINGS - ASSET VALUE, MEASURED IN $ / ACRE",5510,null,0.97399999999999998]
["CENSUS",2007,"NORTH CENTRAL",20,"Carroll County",13,"AG LAND","AG LAND, INCL BUILDINGS - ASSET VALUE, MEASURED IN $ / ACRE",7881,null,0.98399999999999999]
["CENSUS",2007,"UPPER EASTERN SHORE",30,"Cecil County",15,"AG LAND","AG LAND, INCL BUILDINGS - ASSET VALUE, MEASURED IN $ / ACRE",7690,null,0.98199999999999998]
["CENSUS",2007,"SOUTHERN",80,"Charles County",17,"AG LAND","AG LAND, INCL BUILDINGS - ASSET VALUE, MEASURED IN $ / ACRE",6788,null,0.98699999999999999]
["CENSUS",2007,"LOWER EASTERN SHORE",90,"Dorchester County",19,"AG LAND","AG LAND, INCL BUILDINGS - ASSET VALUE, MEASURED IN $ / ACRE",4896,null,0.97399999999999998]
["CENSUS",2007,"NORTH CENTRAL",20,"Frederick County",21,"AG LAND","AG LAND, INCL BUILDINGS - ASSET VALUE, MEASURED IN $ / ACRE",8344,null,0.98399999999999999]
["CENSUS",2007,"WESTERN",10,"Garrett County",23,"AG LAND","AG LAND, INCL BUILDINGS - ASSET VALUE, MEASURED IN $ / ACRE",5791,null,0.96799999999999997]
["CENSUS",2007,"NORTH CENTRAL",20,"Harford County",25,"AG LAND","AG LAND, INCL BUILDINGS - ASSET VALUE, MEASURED IN $ / ACRE",9721,null,0.99099999999999999]
["CENSUS",2007,"NORTH CENTRAL",20,"Howard County",27,"AG LAND","AG LAND, INCL BUILDINGS - ASSET VALUE, MEASURED IN $ / ACRE",13212,null,0.99099999999999999]
["CENSUS",2007,"UPPER EASTERN SHORE",30,"Kent County",29,"AG LAND","AG LAND, INCL BUILDINGS - ASSET VALUE, MEASURED IN $ / ACRE",6105,null,0.98199999999999998]
["CENSUS",2007,"NORTH CENTRAL",20,"Montgomery County",31,"AG LAND","AG LAND, INCL BUILDINGS - ASSET VALUE, MEASURED IN $ / ACRE",9600,null,0.98499999999999999]
["CENSUS",2007,"SOUTHERN",80,"Prince George's County",33,"AG LAND","AG LAND, INCL BUILDINGS - ASSET VALUE, MEASURED IN $ / ACRE",9460,null,0.98899999999999999]
["CENSUS",2007,"UPPER EASTERN SHORE",30,"Queen Anne's County",35,"AG LAND","AG LAND, INCL BUILDINGS - ASSET VALUE, MEASURED IN $ / ACRE",5786,null,0.97399999999999998]
["CENSUS",2007,"LOWER EASTERN SHORE",90,"Somerset County",39,"AG LAND","AG LAND, INCL BUILDINGS - ASSET VALUE, MEASURED IN $ / ACRE",6341,null,0.97]
["CENSUS",2007,"SOUTHERN",80,"St. Mary's County",37,"AG LAND","AG LAND, INCL BUILDINGS - ASSET VALUE, MEASURED IN $ / ACRE",7279,null,0.98699999999999999]
["CENSUS",2007,"UPPER EASTERN SHORE",30,"Talbot County",41,"AG LAND","AG LAND, INCL BUILDINGS - ASSET VALUE, MEASURED IN $ / ACRE",6169,null,0.97399999999999998]
["CENSUS",2007,"NORTH CENTRAL",20,"Washington County",43,"AG LAND","AG LAND, INCL BUILDINGS - ASSET VALUE, MEASURED IN $ / ACRE",7587,null,0.98399999999999999]
["CENSUS",2007,"LOWER EASTERN SHORE",90,"Wicomico County",45,"AG LAND","AG LAND, INCL BUILDINGS - ASSET VALUE, MEASURED IN $ / ACRE",5793,null,0.97]
["CENSUS",2007,"LOWER EASTERN SHORE",90,"Worcester County",47,"AG LAND","AG LAND, INCL BUILDINGS - ASSET VALUE, MEASURED IN $ / ACRE",4407,null,0.97]
[]
["Data from the 2007 Agricultural Census - Downloaded from USDA National Agricultural Statistics Service on 02/14/2014"]

{"sheet":"MarylandCountyList","index":5,"n_rows":2026,"n_cols":34,"rows_kept":2026,"cut":false,"hidden":true,"merged":[]}
["Maryland Counties",null,null,null,null,"Land Uses",null,null,null,null,null,null,null,"Stream Restoration Protocol 3",null,null,null,null,null,null,null,null,null,null,null,null,null,null,null,null,null,"Lookup Values for Maximum Treatment"]
["Allegany County",null,null,"Yes",null,"alfalfa",null,null,null,null,null,null,null,"Precip","Fraction of Total","Order","Runoff","Fraction of Total Runoff","Initial Event Rank","Final Event Rank","Percent Event",null,null,null,null,null,null,null,null,null,null,"Floodplain Treatment","Runoff Treated","Adjusted Runoff Treated"]
["Anne Arundel County",null,null,"No",null,"animal feeding operations",null,null,null,null,null,null,null,"inches",null,null,"inches",null,null,null,null,null,"Fraction Runoff Event to Access Floodplain",null,null,null,null,null,null,null,null,"percent of total runoff","percent of total runoff","percent of total runoff"]
["Baltimore City",null,null,"NPDES?",null,"concentrated animal feeding operations",null,null,null,null,null,null,null,0.11,{"$f":"P4/2041","v":4.8995590396864281E-4},1,{"$f":"IF($N4<0.2*(1000/'Scenario Setup'!$E$159-10),0,($N4-0.2*(1000/'Scenario Setup'!$E$159-10))^2/($N4+0.8*(1000/'Scenario Setup'!$E$159-10)))","v":{"$error":"#DIV/0!"}},{"$f":"Q4/SUM(Q$4:Q$2025)","v":{"$error":"#DIV/0!"}},{"$f":"IF(Q4>0,_xlfn.RANK.EQ(Q4,$Q$4:$Q$2025,1),\"\")","v":{"$error":"#DIV/0!"}},{"$f":"IF(S4=\"\",0,_xlfn.RANK.EQ(S4,$S$4:$S$2025,1))","v":{"$error":"#DIV/0!"}},{"$f":"ROUND(T4/COUNTIFS($Q$4:$Q$2025,\">0\"),2)","v":{"$error":"#DIV/0!"}},null,{"$f":"INDEX(N4:U2025,MATCH('Scenario Setup'!E160,N4:N2025,1),8)","v":{"$error":"#N/A"}},null,null,null,null,null,null,null,null,0,{"$f":"(($W$7*$W$4^2+$X$7*$W$4+$Y$7)*AF4^2+($W$8*$W$4+$X$8)*AF4)","v":{"$error":"#N/A"}},{"$f":"IF(MAX($AG$3:AG3)>AG4,MAX($AG$3:AG3),AG4)","v":{"$error":"#N/A"}}]
["Baltimore County",null,null,null,null,"degraded riparian pasture",null,null,null,null,null,null,null,0.11,{"$f":"P5/2041","v":9.7991180793728563E-4},2,{"$f":"IF($N5<0.2*(1000/'Scenario Setup'!$E$159-10),0,($N5-0.2*(1000/'Scenario Setup'!$E$159-10))^2/($N5+0.8*(1000/'Scenario Setup'!$E$159-10)))","v":{"$error":"#DIV/0!"}},{"$error":"#DIV/0!"},{"$f":"IF(Q5>0,_xlfn.RANK.EQ(Q5,$Q$4:$Q$2025,1),\"\")","v":{"$error":"#DIV/0!"}},{"$f":"IF(S5=\"\",0,_xlfn.RANK.EQ(S5,$S$4:$S$2025,1))","v":{"$error":"#DIV/0!"}},{"$f":"ROUND(T5/COUNTIFS($Q$4:$Q$2025,\">0\"),2)","v":{"$error":"#DIV/0!"}},null,null,null,null,null,null,null,null,null,null,0.01,{"$f":"(($W$7*$W$4^2+$X$7*$W$4+$Y$7)*AF5^2+($W$8*$W$4+$X$8)*AF5)","v":{"$error":"#N/A"}},{"$f":"IF(MAX($AG$3:AG4)>AG5,MAX($AG$3:AG4),AG5)","v":{"$error":"#N/A"}}]
["Calvert County",null,null,"TMDL Goal Year",null,"hay with nutrients",null,null,null,null,null,null,null,0.11,1.4698677119059284E-3,3,{"$f":"IF($N6<0.2*(1000/'Scenario Setup'!$E$159-10),0,($N6-0.2*(1000/'Scenario Setup'!$E$159-10))^2/($N6+0.8*(1000/'Scenario Setup'!$E$159-10)))","v":{"$error":"#DIV/0!"}},{"$error":"#DIV/0!"},{"$error":"#DIV/0!"},{"$error":"#DIV/0!"},{"$error":"#DIV/0!"},null,"Regression Parameters",null,null,null,null,null,null,null,null,0.02,{"$error":"#N/A"},{"$f":"IF(MAX($AG$3:AG5)>AG6,MAX($AG$3:AG5),AG6)","v":{"$error":"#N/A"}}]
["Caroline County",null,null,2017,null,"hay without nutrients",null,null,null,null,null,null,null,0.11,1.9598236158745713E-3,4,{"$f":"IF($N7<0.2*(1000/'Scenario Setup'!$E$159-10),0,($N7-0.2*(1000/'Scenario Setup'!$E$159-10))^2/($N7+0.8*(1000/'Scenario Setup'!$E$159-10)))","v":{"$error":"#DIV/0!"}},{"$error":"#DIV/0!"},{"$error":"#DIV/0!"},{"$error":"#DIV/0!"},{"$error":"#DIV/0!"},null,1,0.3,-0.98,null,null,null,null,null,null,0.03,{"$error":"#N/A"},{"$f":"IF(MAX($AG$3:AG6)>AG7,MAX($AG$3:AG6),AG7)","v":{"$error":"#N/A"}}]
["Carroll County",null,null,2025,null,"hightill with manure",null,null,null,null,null,null,null,0.11,2.4497795198432141E-3,5,{"$f":"IF($N8<0.2*(1000/'Scenario Setup'!$E$159-10),0,($N8-0.2*(1000/'Scenario Setup'!$E$159-10))^2/($N8+0.8*(1000/'Scenario Setup'!$E$159-10)))","v":{"$error":"#DIV/0!"}},{"$error":"#DIV/0!"},{"$error":"#DIV/0!"},{"$error":"#DIV/0!"},{"$error":"#DIV/0!"},null,-2.35,2,null,null,null,null,null,null,null,0.04,{"$error":"#N/A"},{"$f":"IF(MAX($AG$3:AG7)>AG8,MAX($AG$3:AG7),AG8)","v":{"$error":"#N/A"}}]
["Cecil County",null,null,null,null,"hightill without manure",null,null,null,null,null,null,null,0.11,2.9397354238118569E-3,6,{"$f":"IF($N9<0.2*(1000/'Scenario Setup'!$E$159-10),0,($N9-0.2*(1000/'Scenario Setup'!$E$159-10))^2/($N9+0.8*(1000/'Scenario Setup'!$E$159-10)))","v":{"$error":"#DIV/0!"}},{"$error":"#DIV/0!"},{"$error":"#DIV/0!"},{"$error":"#DIV/0!"},{"$error":"#DIV/0!"},null,null,null,null,null,null,null,null,null,null,0.05,{"$error":"#N/A"},{"$f":"IF(MAX($AG$3:AG8)>AG9,MAX($AG$3:AG8),AG9)","v":{"$error":"#N/A"}}]
["Charles County",null,null,"IDDE Compliance",null,"lowtill with manure",null,null,null,null,null,null,null,0.11,3.4296913277804997E-3,7,{"$f":"IF($N10<0.2*(1000/'Scenario Setup'!$E$159-10),0,($N10-0.2*(1000/'Scenario Setup'!$E$159-10))^2/($N10+0.8*(1000/'Scenario Setup'!$E$159-10)))","v":{"$error":"#DIV/0!"}},{"$error":"#DIV/0!"},{"$error":"#DIV/0!"},{"$error":"#DIV/0!"},{"$error":"#DIV/0!"},null,"Floodplain Treatment (fraction)",null,"Runoff Volume (ft^3)",null,null,null,null,null,null,0.06,{"$error":"#N/A"},{"$f":"IF(MAX($AG$3:AG9)>AG10,MAX($AG$3:AG9),AG10)","v":{"$error":"#N/A"}}]
["Dorchester County",null,null,"Minimum",null,"nursery",null,null,null,null,null,null,null,0.11,3.9196472317491425E-3,8,{"$f":"IF($N11<0.2*(1000/'Scenario Setup'!$E$159-10),0,($N11-0.2*(1000/'Scenario Setup'!$E$159-10))^2/($N11+0.8*(1000/'Scenario Setup'!$E$159-10)))","v":{"$error":"#DIV/0!"}},{"$error":"#DIV/0!"},{"$error":"#DIV/0!"},{"$error":"#DIV/0!"},{"$error":"#DIV/0!"},null,{"$f":"'Scenario Setup'!E158/Y11","v":{"$error":"#DIV/0!"}},null,{"$f":"(N2025-0.2*(1000/'Scenario Setup'!E159-10))^2/(N2025+0.8*(1000/'Scenario Setup'!E159-10))/12*'Scenario Setup'!E140*43560","v":{"$error":"#DIV/0!"}},null,null,null,null,null,null,7.0000000000000007E-2,{"$error":"#N/A"},{"$f":"IF(MAX($AG$3:AG10)>AG11,MAX($AG$3:AG10),AG11)","v":{"$error":"#N/A"}}]
["Frederick County",null,null,"Advanced",null,"nutrient management alfalfa",null,null,null,null,null,null,null,0.11,4.4096031357177858E-3,9,{"$f":"IF($N12<0.2*(1000/'Scenario Setup'!$E$159-10),0,($N12-0.2*(1000/'Scenario Setup'!$E$159-10))^2/($N12+0.8*(1000/'Scenario Setup'!$E$159-10)))","v":{"$error":"#DIV/0!"}},{"$error":"#DIV/0!"},{"$error":"#DIV/0!"},{"$error":"#DIV/0!"},{"$error":"#DIV/0!"},null,null,null,null,null,null,null,null,null,null,0.08,{"$error":"#N/A"},{"$f":"IF(MAX($AG$3:AG11)>AG12,MAX($AG$3:AG11),AG12)","v":{"$error":"#N/A"}}]
["Garrett County",null,null,null,null,"nutrient management hay",null,null,null,null,null,null,null,0.11,1.4208721215090642E-2,29,{"$f":"IF($N13<0.2*(1000/'Scenario Setup'!$E$159-10),0,($N13-0.2*(1000/'Scenario Setup'!$E$159-10))^2/($N13+0.8*(1000/'Scenario Setup'!$E$159-10)))","v":{"$error":"#DIV/0!"}},{"$error":"#DIV/0!"},{"$error":"#DIV/0!"},{"$error":"#DIV/0!"},{"$error":"#DIV/0!"},null,"Runoff Treated",null,{"$f":"IF(IF((($W$7*$W$4^2+$X$7*$W$4+$Y$7)*W11^2+($W$8*$W$4+$X$8)*W11)>MAX(AH4:AH104),MAX(AH4:AH104),(($W$7*$W$4^2+$X$7*$W$4+$Y$7)*W11^2+($W$8*$W$4+$X$8)*W11))<0,0,IF((($W$7*$W$4^2+$X$7*$W$4+$Y$7)*W11^2+($W$8*$W$4+$X$8)*W11)>MAX(AH4:AH104),MAX(AH4:AH104),(($W$7*$W$4^2+$X$7*$W$4+$Y$7)*W11^2+($W$8*$W$4+$X$8)*W11)))","v":{"$error":"#N/A"}},"percent of runoff",null,null,null,null,null,0.09,{"$error":"#N/A"},{"$f":"IF(MAX($AG$3:AG12)>AG13,MAX($AG$3:AG12),AG13)","v":{"$error":"#N/A"}}]
["Harford County",null,null,"Cost Lookup",null,"nutrient management hightill with manure",null,null,null,null,null,null,null,0.11,1.4698677119059285E-2,30,{"$f":"IF($N14<0.2*(1000/'Scenario Setup'!$E$159-10),0,($N14-0.2*(1000/'Scenario Setup'!$E$159-10))^2/($N14+0.8*(1000/'Scenario Setup'!$E$159-10)))","v":{"$error":"#DIV/0!"}},{"$error":"#DIV/0!"},{"$error":"#DIV/0!"},{"$error":"#DIV/0!"},{"$error":"#DIV/0!"},null,null,null,null,null,null,null,null,null,null,0.1,{"$error":"#N/A"},{"$f":"IF(MAX($AG$3:AG13)>AG14,MAX($AG$3:AG13),AG14)","v":{"$error":"#N/A"}}]
["Howard County",null,null,"Manual Entry",null,"nutrient management hightill without manure",null,null,null,null,null,null,null,0.11,1.5188633023027927E-2,31,{"$f":"IF($N15<0.2*(1000/'Scenario Setup'!$E$159-10),0,($N15-0.2*(1000/'Scenario Setup'!$E$159-10))^2/($N15+0.8*(1000/'Scenario Setup'!$E$159-10)))","v":{"$error":"#DIV/0!"}},{"$error":"#DIV/0!"},{"$error":"#DIV/0!"},{"$error":"#DIV/0!"},{"$error":"#DIV/0!"},null,"TN Treated",null,{"$f":"IFERROR($Y$13*AD15,0)","v":0},"percent of TN reduced",null,"TN Removal Efficiency",null,0.25,"percent for all water treated",0.11,{"$error":"#N/A"},{"$f":"IF(MAX($AG$3:AG14)>AG15,MAX($AG$3:AG14),AG15)","v":{"$error":"#N/A"}}]
["Kent County",null,null,"Default*",null,"nutrient management lowtill",null,null,null,null,null,null,null,0.11,1.567858892699657E-2,32,{"$f":"IF($N16<0.2*(1000/'Scenario Setup'!$E$159-10),0,($N16-0.2*(1000/'Scenario Setup'!$E$159-10))^2/($N16+0.8*(1000/'Scenario Setup'!$E$159-10)))","v":{"$error":"#DIV/0!"}},{"$error":"#DIV/0!"},{"$error":"#DIV/0!"},{"$error":"#DIV/0!"},{"$error":"#DIV/0!"},null,"TP Treated",null,{"$f":"IFERROR($Y$13*AD16,0)","v":0},"percent of TP reduced",null,"TP Removal Efficiency",null,0.5,"percent for all water treated",0.12,{"$error":"#N/A"},{"$f":"IF(MAX($AG$3:AG15)>AG16,MAX($AG$3:AG15),AG16)","v":{"$error":"#N/A"}}]
["Montgomery County",null,null,"County Specific*",null,"nutrient management pasture",null,null,null,null,null,null,null,0.11,1.6168544830965213E-2,33,{"$f":"IF($N17<0.2*(1000/'Scenario Setup'!$E$159-10),0,($N17-0.2*(1000/'Scenario Setup'!$E$159-10))^2/($N17+0.8*(1000/'Scenario Setup'!$E$159-10)))","v":{"$error":"#DIV/0!"}},{"$error":"#DIV/0!"},{"$error":"#DIV/0!"},{"$error":"#DIV/0!"},{"$error":"#DIV/0!"},null,"TSS Treated",null,{"$f":"IFERROR($Y$13*AD17,0)","v":0},"percent of TSS reduced",null,"TSS Removal Efficiency",null,0.25,"percent for all water treated",0.13,{"$error":"#N/A"},{"$f":"IF(MAX($AG$3:AG16)>AG17,MAX($AG$3:AG16),AG17)","v":{"$error":"#N/A"}}]
["Prince George's County",null,null,null,null,"pasture",null,null,null,null,null,null,null,0.11,1.6658500734933857E-2,34,{"$f":"IF($N18<0.2*(1000/'Scenario Setup'!$E$159-10),0,($N18-0.2*(1000/'Scenario Setup'!$E$159-10))^2/($N18+0.8*(1000/'Scenario Setup'!$E$159-10)))","v":{"$error":"#DIV/0!"}},{"$error":"#DIV/0!"},{"$error":"#DIV/0!"},{"$error":"#DIV/0!"},{"$error":"#DIV/0!"},null,null,null,null,null,null,null,null,null,null,0.14000000000000001,{"$error":"#N/A"},{"$f":"IF(MAX($AG$3:AG17)>AG18,MAX($AG$3:AG17),AG18)","v":{"$error":"#N/A"}}]
["Queen Anne's County",null,null,"Optimization Parameter",null,"County Phase I/II MS4 Impervious",null,null,null,null,null,null,null,0.11,1.71484566389025E-2,35,{"$f":"IF($N19<0.2*(1000/'Scenario Setup'!$E$159-10),0,($N19-0.2*(1000/'Scenario Setup'!$E$159-10))^2/($N19+0.8*(1000/'Scenario Setup'!$E$159-10)))","v":{"$error":"#DIV/0!"}},{"$error":"#DIV/0!"},{"$error":"#DIV/0!"},{"$error":"#DIV/0!"},{"$error":"#DIV/0!"},null,null,null,null,null,null,null,null,null,null,0.15,{"$error":"#N/A"},{"$f":"IF(MAX($AG$3:AG18)>AG19,MAX($AG$3:AG18),AG19)","v":{"$error":"#N/A"}}]
["Somerset County",null,null,"TN",null,"County Phase I/II MS4 Pervious",null,null,null,null,null,null,null,0.11,1.7638412542871143E-2,36,{"$f":"IF($N20<0.2*(1000/'Scenario Setup'!$E$159-10),0,($N20-0.2*(1000/'Scenario Setup'!$E$159-10))^2/($N20+0.8*(1000/'Scenario Setup'!$E$159-10)))","v":{"$error":"#DIV/0!"}},{"$error":"#DIV/0!"},{"$error":"#DIV/0!"},{"$error":"#DIV/0!"},{"$error":"#DIV/0!"},null,null,null,null,null,null,null,null,null,null,0.16,{"$error":"#N/A"},{"$f":"IF(MAX($AG$3:AG19)>AG20,MAX($AG$3:AG19),AG20)","v":{"$error":"#N/A"}}]
["St. Mary's County",null,null,"TP",null,"CSS construction",null,null,null,null,null,null,null,0.11,1.8128368446839783E-2,37,{"$f":"IF($N21<0.2*(1000/'Scenario Setup'!$E$159-10),0,($N21-0.2*(1000/'Scenario Setup'!$E$159-10))^2/($N21+0.8*(1000/'Scenario Setup'!$E$159-10)))","v":{"$error":"#DIV/0!"}},{"$error":"#DIV/0!"},{"$error":"#DIV/0!"},{"$error":"#DIV/0!"},{"$error":"#DIV/0!"},null,null,null,null,null,null,null,null,null,null,0.17,{"$error":"#N/A"},{"$f":"IF(MAX($AG$3:AG20)>AG21,MAX($AG$3:AG20),AG21)","v":{"$error":"#N/A"}}]
["Talbot County",null,null,"TSS",null,"CSS extractive",null,null,null,null,null,null,null,0.11,1.8618324350808426E-2,38,{"$f":"IF($N22<0.2*(1000/'Scenario Setup'!$E$159-10),0,($N22-0.2*(1000/'Scenario Setup'!$E$159-10))^2/($N22+0.8*(1000/'Scenario Setup'!$E$159-10)))","v":{"$error":"#DIV/0!"}},{"$error":"#DIV/0!"},{"$error":"#DIV/0!"},{"$error":"#DIV/0!"},{"$error":"#DIV/0!"},null,null,null,null,null,null,null,null,null,null,0.18,{"$error":"#N/A"},{"$f":"IF(MAX($AG$3:AG21)>AG22,MAX($AG$3:AG21),AG22)","v":{"$error":"#N/A"}}]
["Washington County",null,null,"TN & TP",null,"CSS impervious developed",null,null,null,null,null,null,null,0.11,1.9108280254777069E-2,39,{"$f":"IF($N23<0.2*(1000/'Scenario Setup'!$E$159-10),0,($N23-0.2*(1000/'Scenario Setup'!$E$159-10))^2/($N23+0.8*(1000/'Scenario Setup'!$E$159-10)))","v":{"$error":"#DIV/0!"}},{"$error":"#DIV/0!"},{"$error":"#DIV/0!"},{"$error":"#DIV/0!"},{"$error":"#DIV/0!"},null,null,null,null,null,null,null,null,null,null,0.19,{"$error":"#N/A"},{"$f":"IF(MAX($AG$3:AG22)>AG23,MAX($AG$3:AG22),AG23)","v":{"$error":"#N/A"}}]
["Wicomico County",null,null,null,null,"CSS pervious developed",null,null,null,null,null,null,null,0.11,1.9598236158745713E-2,40,{"$f":"IF($N24<0.2*(1000/'Scenario Setup'!$E$159-10),0,($N24-0.2*(1000/'Scenario Setup'!$E$159-10))^2/($N24+0.8*(1000/'Scenario Setup'!$E$159-10)))","v":{"$error":"#DIV/0!"}},{"$error":"#DIV/0!"},{"$error":"#DIV/0!"},{"$error":"#DIV/0!"},{"$error":"#DIV/0!"},null,null,null,null,null,null,null,null,null,null,0.2,{"$error":"#N/A"},{"$f":"IF(MAX($AG$3:AG23)>AG24,MAX($AG$3:AG23),AG24)","v":{"$error":"#N/A"}}]
["Worcester County",null,null,"Starting Year",null,"Federal Impervious",null,null,null,null,null,null,null,0.11,2.0088192062714356E-2,41,{"$f":"IF($N25<0.2*(1000/'Scenario Setup'!$E$159-10),0,($N25-0.2*(1000/'Scenario Setup'!$E$159-10))^2/($N25+0.8*(1000/'Scenario Setup'!$E$159-10)))","v":{"$error":"#DIV/0!"}},{"$error":"#DIV/0!"},{"$error":"#DIV/0!"},{"$error":"#DIV/0!"},{"$error":"#DIV/0!"},null,null,null,null,null,null,null,null,null,null,0.21,{"$error":"#N/A"},{"$f":"IF(MAX($AG$3:AG24)>AG25,MAX($AG$3:AG24),AG25)","v":{"$error":"#N/A"}}]
[null,null,null,2009,null,"Federal Pervious",null,null,null,null,null,null,null,0.11,2.0578147966682999E-2,42,{"$f":"IF($N26<0.2*(1000/'Scenario Setup'!$E$159-10),0,($N26-0.2*(1000/'Scenario Setup'!$E$159-10))^2/($N26+0.8*(1000/'Scenario Setup'!$E$159-10)))","v":{"$error":"#DIV/0!"}},{"$error":"#DIV/0!"},{"$error":"#DIV/0!"},{"$error":"#DIV/0!"},{"$error":"#DIV/0!"},null,null,null,null,null,null,null,null,null,null,0.22,{"$error":"#N/A"},{"$f":"IF(MAX($AG$3:AG25)>AG26,MAX($AG$3:AG25),AG26)","v":{"$error":"#N/A"}}]
[null,null,null,2013,null,"Municipal Phase II MS4 Impervious",null,null,null,null,null,null,null,0.11,2.1068103870651642E-2,43,{"$f":"IF($N27<0.2*(1000/'Scenario Setup'!$E$159-10),0,($N27-0.2*(1000/'Scenario Setup'!$E$159-10))^2/($N27+0.8*(1000/'Scenario Setup'!$E$159-10)))","v":{"$error":"#DIV/0!"}},{"$error":"#DIV/0!"},{"$error":"#DIV/0!"},{"$error":"#DIV/0!"},{"$error":"#DIV/0!"},null,null,null,null,null,null,null,null,null,null,0.23,{"$error":"#N/A"},{"$f":"IF(MAX($AG$3:AG26)>AG27,MAX($AG$3:AG26),AG27)","v":{"$error":"#N/A"}}]
[null,null,null,null,null,"Municipal Phase II MS4 Pervious",null,null,null,null,null,null,null,0.11,2.1558059774620286E-2,44,{"$f":"IF($N28<0.2*(1000/'Scenario Setup'!$E$159-10),0,($N28-0.2*(1000/'Scenario Setup'!$E$159-10))^2/($N28+0.8*(1000/'Scenario Setup'!$E$159-10)))","v":{"$error":"#DIV/0!"}},{"$error":"#DIV/0!"},{"$error":"#DIV/0!"},{"$error":"#DIV/0!"},{"$error":"#DIV/0!"},null,null,null,null,null,null,null,null,null,null,0.24,{"$error":"#N/A"},{"$f":"IF(MAX($AG$3:AG27)>AG28,MAX($AG$3:AG27),AG28)","v":{"$error":"#N/A"}}]
[null,null,null,null,null,"nonregulated extractive",null,null,null,null,null,null,null,0.11,2.2048015678588925E-2,45,{"$f":"IF($N29<0.2*(1000/'Scenario Setup'!$E$159-10),0,($N29-0.2*(1000/'Scenario Setup'!$E$159-10))^2/($N29+0.8*(1000/'Scenario Setup'!$E$159-10)))","v":{"$error":"#DIV/0!"}},{"$error":"#DIV/0!"},{"$error":"#DIV/0!"},{"$error":"#DIV/0!"},{"$error":"#DIV/0!"},null,null,null,null,null,null,null,null,null,null,0.25,{"$error":"#N/A"},{"$f":"IF(MAX($AG$3:AG28)>AG29,MAX($AG$3:AG28),AG29)","v":{"$error":"#N/A"}}]
[null,null,null,null,null,"nonregulated impervious developed",null,null,null,null,null,null,null,0.11,2.2537971582557569E-2,46,{"$f":"IF($N30<0.2*(1000/'Scenario Setup'!$E$159-10),0,($N30-0.2*(1000/'Scenario Setup'!$E$159-10))^2/($N30+0.8*(1000/'Scenario Setup'!$E$159-10)))","v":{"$error":"#DIV/0!"}},{"$error":"#DIV/0!"},{"$error":"#DIV/0!"},{"$error":"#DIV/0!"},{"$error":"#DIV/0!"},null,null,null,null,null,null,null,null,null,null,0.26,{"$error":"#N/A"},{"$f":"IF(MAX($AG$3:AG29)>AG30,MAX($AG$3:AG29),AG30)","v":{"$error":"#N/A"}}]
[null,null,null,null,null,"nonregulated pervious developed",null,null,null,null,null,null,null,0.11,2.3027927486526212E-2,47,{"$f":"IF($N31<0.2*(1000/'Scenario Setup'!$E$159-10),0,($N31-0.2*(1000/'Scenario Setup'!$E$159-10))^2/($N31+0.8*(1000/'Scenario Setup'!$E$159-10)))","v":{"$error":"#DIV/0!"}},{"$error":"#DIV/0!"},{"$error":"#DIV/0!"},{"$error":"#DIV/0!"},{"$error":"#DIV/0!"},null,null,null,null,null,null,null,null,null,null,0.27,{"$error":"#N/A"},{"$f":"IF(MAX($AG$3:AG30)>AG31,MAX($AG$3:AG30),AG31)","v":{"$error":"#N/A"}}]
[null,null,null,null,null,"regulated construction",null,null,null,null,null,null,null,0.11,2.3517883390494855E-2,48,{"$f":"IF($N32<0.2*(1000/'Scenario Setup'!$E$159-10),0,($N32-0.2*(1000/'Scenario Setup'!$E$159-10))^2/($N32+0.8*(1000/'Scenario Setup'!$E$159-10)))","v":{"$error":"#DIV/0!"}},{"$error":"#DIV/0!"},{"$error":"#DIV/0!"},{"$error":"#DIV/0!"},{"$error":"#DIV/0!"},null,null,null,null,null,null,null,null,null,null,0.28000000000000003,{"$error":"#N/A"},{"$f":"IF(MAX($AG$3:AG31)>AG32,MAX($AG$3:AG31),AG32)","v":{"$error":"#N/A"}}]
[null,null,null,null,null,"regulated extractive",null,null,null,null,null,null,null,0.11,2.4007839294463498E-2,49,{"$f":"IF($N33<0.2*(1000/'Scenario Setup'!$E$159-10),0,($N33-0.2*(1000/'Scenario Setup'!$E$159-10))^2/($N33+0.8*(1000/'Scenario Setup'!$E$159-10)))","v":{"$error":"#DIV/0!"}},{"$error":"#DIV/0!"},{"$error":"#DIV/0!"},{"$error":"#DIV/0!"},{"$error":"#DIV/0!"},null,null,null,null,null,null,null,null,null,null,0.28999999999999998,{"$error":"#N/A"},{"$f":"IF(MAX($AG$3:AG32)>AG33,MAX($AG$3:AG32),AG33)","v":{"$error":"#N/A"}}]
[null,null,null,null,null,"Regulated Industrial Facility Impervious",null,null,null,null,null,null,null,0.11,2.4497795198432142E-2,50,{"$f":"IF($N34<0.2*(1000/'Scenario Setup'!$E$159-10),0,($N34-0.2*(1000/'Scenario Setup'!$E$159-10))^2/($N34+0.8*(1000/'Scenario Setup'!$E$159-10)))","v":{"$error":"#DIV/0!"}},{"$error":"#DIV/0!"},{"$error":"#DIV/0!"},{"$error":"#DIV/0!"},{"$error":"#DIV/0!"},null,null,null,null,null,null,null,null,null,null,0.3,{"$error":"#N/A"},{"$f":"IF(MAX($AG$3:AG33)>AG34,MAX($AG$3:AG33),AG34)","v":{"$error":"#N/A"}}]
[null,null,null,null,null,"Regulated Industrial Facility Pervious",null,null,null,null,null,null,null,0.11,2.4987751102400785E-2,51,{"$f":"IF($N35<0.2*(1000/'Scenario Setup'!$E$159-10),0,($N35-0.2*(1000/'Scenario Setup'!$E$159-10))^2/($N35+0.8*(1000/'Scenario Setup'!$E$159-10)))","v":{"$error":"#DIV/0!"}},{"$error":"#DIV/0!"},{"$error":"#DIV/0!"},{"$error":"#DIV/0!"},{"$error":"#DIV/0!"},null,null,null,null,null,null,null,null,null,null,0.31,{"$error":"#N/A"},{"$f":"IF(MAX($AG$3:AG34)>AG35,MAX($AG$3:AG34),AG35)","v":{"$error":"#N/A"}}]
[null,null,null,null,null,"SHA Phase I/II MS4 Impervious",null,null,null,null,null,null,null,0.11,2.5477707006369428E-2,52,{"$f":"IF($N36<0.2*(1000/'Scenario Setup'!$E$159-10),0,($N36-0.2*(1000/'Scenario Setup'!$E$159-10))^2/($N36+0.8*(1000/'Scenario Setup'!$E$159-10)))","v":{"$error":"#DIV/0!"}},{"$error":"#DIV/0!"},{"$error":"#DIV/0!"},{"$error":"#DIV/0!"},{"$error":"#DIV/0!"},null,null,null,null,null,null,null,null,null,null,0.32,{"$error":"#N/A"},{"$f":"IF(MAX($AG$3:AG35)>AG36,MAX($AG$3:AG35),AG36)","v":{"$error":"#N/A"}}]
[null,null,null,null,null,"SHA Phase I/II MS4 Pervious",null,null,null,null,null,null,null,0.11,2.5967662910338071E-2,53,{"$f":"IF($N37<0.2*(1000/'Scenario Setup'!$E$159-10),0,($N37-0.2*(1000/'Scenario Setup'!$E$159-10))^2/($N37+0.8*(1000/'Scenario Setup'!$E$159-10)))","v":{"$error":"#DIV/0!"}},{"$error":"#DIV/0!"},{"$error":"#DIV/0!"},{"$error":"#DIV/0!"},{"$error":"#DIV/0!"},null,null,null,null,null,null,null,null,null,null,0.33,{"$error":"#N/A"},{"$f":"IF(MAX($AG$3:AG36)>AG37,MAX($AG$3:AG36),AG37)","v":{"$error":"#N/A"}}]
[null,null,null,null,null,"State Phase II MS4 Impervious",null,null,null,null,null,null,null,0.11,2.6457618814306711E-2,54,{"$f":"IF($N38<0.2*(1000/'Scenario Setup'!$E$159-10),0,($N38-0.2*(1000/'Scenario Setup'!$E$159-10))^2/($N38+0.8*(1000/'Scenario Setup'!$E$159-10)))","v":{"$error":"#DIV/0!"}},{"$error":"#DIV/0!"},{"$error":"#DIV/0!"},{"$error":"#DIV/0!"},{"$error":"#DIV/0!"},null,null,null,null,null,null,null,null,null,null,0.34,{"$error":"#N/A"},{"$f":"IF(MAX($AG$3:AG37)>AG38,MAX($AG$3:AG37),AG38)","v":{"$error":"#N/A"}}]
[null,null,null,null,null,"State Phase II MS4 Pervious",null,null,null,null,null,null,null,0.11,2.6947574718275354E-2,55,{"$f":"IF($N39<0.2*(1000/'Scenario Setup'!$E$159-10),0,($N39-0.2*(1000/'Scenario Setup'!$E$159-10))^2/($N39+0.8*(1000/'Scenario Setup'!$E$159-10)))","v":{"$error":"#DIV/0!"}},{"$error":"#DIV/0!"},{"$error":"#DIV/0!"},{"$error":"#DIV/0!"},{"$error":"#DIV/0!"},null,null,null,null,null,null,null,null,null,null,0.35,{"$error":"#N/A"},{"$f":"IF(MAX($AG$3:AG38)>AG39,MAX($AG$3:AG38),AG39)","v":{"$error":"#N/A"}}]
[null,null,null,null,null,"forest",null,null,null,null,null,null,null,0.11,2.7437530622243998E-2,56,{"$f":"IF($N40<0.2*(1000/'Scenario Setup'!$E$159-10),0,($N40-0.2*(1000/'Scenario Setup'!$E$159-10))^2/($N40+0.8*(1000/'Scenario Setup'!$E$159-10)))","v":{"$error":"#DIV/0!"}},{"$error":"#DIV/0!"},{"$error":"#DIV/0!"},{"$error":"#DIV/0!"},{"$error":"#DIV/0!"},null,null,null,null,null,null,null,null,null,null,0.36,{"$error":"#N/A"},{"$f":"IF(MAX($AG$3:AG39)>AG40,MAX($AG$3:AG39),AG40)","v":{"$error":"#N/A"}}]
[null,null,null,null,null,"harvested forest",null,null,null,null,null,null,null,0.11,2.7927486526212641E-2,57,{"$f":"IF($N41<0.2*(1000/'Scenario Setup'!$E$159-10),0,($N41-0.2*(1000/'Scenario Setup'!$E$159-10))^2/($N41+0.8*(1000/'Scenario Setup'!$E$159-10)))","v":{"$error":"#DIV/0!"}},{"$error":"#DIV/0!"},{"$error":"#DIV/0!"},{"$error":"#DIV/0!"},{"$error":"#DIV/0!"},null,null,null,null,null,null,null,null,null,null,0.37,{"$error":"#N/A"},{"$f":"IF(MAX($AG$3:AG40)>AG41,MAX($AG$3:AG40),AG41)","v":{"$error":"#N/A"}}]
[null,null,null,null,null,"water",null,null,null,null,null,null,null,0.11,2.8417442430181284E-2,58,{"$f":"IF($N42<0.2*(1000/'Scenario Setup'!$E$159-10),0,($N42-0.2*(1000/'Scenario Setup'!$E$159-10))^2/($N42+0.8*(1000/'Scenario Setup'!$E$159-10)))","v":{"$error":"#DIV/0!"}},{"$error":"#DIV/0!"},{"$error":"#DIV/0!"},{"$error":"#DIV/0!"},{"$error":"#DIV/0!"},null,null,null,null,null,null,null,null,null,null,0.38,{"$error":"#N/A"},{"$f":"IF(MAX($AG$3:AG41)>AG42,MAX($AG$3:AG41),AG42)","v":{"$error":"#N/A"}}]
[null,null,null,null,null,null,null,null,null,null,null,null,null,0.12,2.8907398334149927E-2,59,{"$f":"IF($N43<0.2*(1000/'Scenario Setup'!$E$159-10),0,($N43-0.2*(1000/'Scenario Setup'!$E$159-10))^2/($N43+0.8*(1000/'Scenario Setup'!$E$159-10)))","v":{"$error":"#DIV/0!"}},{"$error":"#DIV/0!"},{"$error":"#DIV/0!"},{"$error":"#DIV/0!"},{"$error":"#DIV/0!"},null,null,null,null,null,null,null,null,null,null,0.39,{"$error":"#N/A"},{"$f":"IF(MAX($AG$3:AG42)>AG43,MAX($AG$3:AG42),AG43)","v":{"$error":"#N/A"}}]
[null,null,null,null,null,null,null,null,null,null,null,null,null,0.12,2.9397354238118571E-2,60,{"$f":"IF($N44<0.2*(1000/'Scenario Setup'!$E$159-10),0,($N44-0.2*(1000/'Scenario Setup'!$E$159-10))^2/($N44+0.8*(1000/'Scenario Setup'!$E$159-10)))","v":{"$error":"#DIV/0!"}},{"$error":"#DIV/0!"},{"$error":"#DIV/0!"},{"$error":"#DIV/0!"},{"$error":"#DIV/0!"},null,null,null,null,null,null,null,null,null,null,0.4,{"$error":"#N/A"},{"$f":"IF(MAX($AG$3:AG43)>AG44,MAX($AG$3:AG43),AG44)","v":{"$error":"#N/A"}}]
[null,null,null,null,null,null,null,null,null,null,null,null,null,0.12,2.9887310142087214E-2,61,{"$f":"IF($N45<0.2*(1000/'Scenario Setup'!$E$159-10),0,($N45-0.2*(1000/'Scenario Setup'!$E$159-10))^2/($N45+0.8*(1000/'Scenario Setup'!$E$159-10)))","v":{"$error":"#DIV/0!"}},{"$error":"#DIV/0!"},{"$error":"#DIV/0!"},{"$error":"#DIV/0!"},{"$error":"#DIV/0!"},null,null,null,null,null,null,null,null,null,null,0.41,{"$error":"#N/A"},{"$f":"IF(MAX($AG$3:AG44)>AG45,MAX($AG$3:AG44),AG45)","v":{"$error":"#N/A"}}]
[null,null,null,null,null,null,null,null,null,null,null,null,null,0.12,3.0377266046055854E-2,62,{"$f":"IF($N46<0.2*(1000/'Scenario Setup'!$E$159-10),0,($N46-0.2*(1000/'Scenario Setup'!$E$159-10))^2/($N46+0.8*(1000/'Scenario Setup'!$E$159-10)))","v":{"$error":"#DIV/0!"}},{"$error":"#DIV/0!"},{"$error":"#DIV/0!"},{"$error":"#DIV/0!"},{"$error":"#DIV/0!"},null,null,null,null,null,null,null,null,null,null,0.42,{"$error":"#N/A"},{"$f":"IF(MAX($AG$3:AG45)>AG46,MAX($AG$3:AG45),AG46)","v":{"$error":"#N/A"}}]
[null,null,null,null,null,null,null,null,null,null,null,null,null,0.12,3.0867221950024497E-2,63,{"$f":"IF($N47<0.2*(1000/'Scenario Setup'!$E$159-10),0,($N47-0.2*(1000/'Scenario Setup'!$E$159-10))^2/($N47+0.8*(1000/'Scenario Setup'!$E$159-10)))","v":{"$error":"#DIV/0!"}},{"$error":"#DIV/0!"},{"$error":"#DIV/0!"},{"$error":"#DIV/0!"},{"$error":"#DIV/0!"},null,null,null,null,null,null,null,null,null,null,0.43,{"$error":"#N/A"},{"$f":"IF(MAX($AG$3:AG46)>AG47,MAX($AG$3:AG46),AG47)","v":{"$error":"#N/A"}}]
[null,null,null,null,null,null,null,null,null,null,null,null,null,0.12,3.135717785399314E-2,64,{"$f":"IF($N48<0.2*(1000/'Scenario Setup'!$E$159-10),0,($N48-0.2*(1000/'Scenario Setup'!$E$159-10))^2/($N48+0.8*(1000/'Scenario Setup'!$E$159-10)))","v":{"$error":"#DIV/0!"}},{"$error":"#DIV/0!"},{"$error":"#DIV/0!"},{"$error":"#DIV/0!"},{"$error":"#DIV/0!"},null,null,null,null,null,null,null,null,null,null,0.44,{"$error":"#N/A"},{"$f":"IF(MAX($AG$3:AG47)>AG48,MAX($AG$3:AG47),AG48)","v":{"$error":"#N/A"}}]
[null,null,null,null,null,null,null,null,null,null,null,null,null,0.12,3.1847133757961783E-2,65,{"$f":"IF($N49<0.2*(1000/'Scenario Setup'!$E$159-10),0,($N49-0.2*(1000/'Scenario Setup'!$E$159-10))^2/($N49+0.8*(1000/'Scenario Setup'!$E$159-10)))","v":{"$error":"#DIV/0!"}},{"$error":"#DIV/0!"},{"$error":"#DIV/0!"},{"$error":"#DIV/0!"},{"$error":"#DIV/0!"},null,null,null,null,null,null,null,null,null,null,0.45,{"$error":"#N/A"},{"$f":"IF(MAX($AG$3:AG48)>AG49,MAX($AG$3:AG48),AG49)","v":{"$error":"#N/A"}}]
[null,null,null,null,null,null,null,null,null,null,null,null,null,0.12,3.2337089661930427E-2,66,{"$f":"IF($N50<0.2*(1000/'Scenario Setup'!$E$159-10),0,($N50-0.2*(1000/'Scenario Setup'!$E$159-10))^2/($N50+0.8*(1000/'Scenario Setup'!$E$159-10)))","v":{"$error":"#DIV/0!"}},{"$error":"#DIV/0!"},{"$error":"#DIV/0!"},{"$error":"#DIV/0!"},{"$error":"#DIV/0!"},null,null,null,null,null,null,null,null,null,null,0.46,{"$error":"#N/A"},{"$f":"IF(MAX($AG$3:AG49)>AG50,MAX($AG$3:AG49),AG50)","v":{"$error":"#N/A"}}]
[null,null,null,null,null,null,null,null,null,null,null,null,null,0.12,3.282704556589907E-2,67,{"$f":"IF($N51<0.2*(1000/'Scenario Setup'!$E$159-10),0,($N51-0.2*(1000/'Scenario Setup'!$E$159-10))^2/($N51+0.8*(1000/'Scenario Setup'!$E$159-10)))","v":{"$error":"#DIV/0!"}},{"$error":"#DIV/0!"},{"$error":"#DIV/0!"},{"$error":"#DIV/0!"},{"$error":"#DIV/0!"},null,null,null,null,null,null,null,null,null,null,0.47,{"$error":"#N/A"},{"$f":"IF(MAX($AG$3:AG50)>AG51,MAX($AG$3:AG50),AG51)","v":{"$error":"#N/A"}}]
[null,null,null,null,null,null,null,null,null,null,null,null,null,0.12,3.3317001469867713E-2,68,{"$f":"IF($N52<0.2*(1000/'Scenario Setup'!$E$159-10),0,($N52-0.2*(1000/'Scenario Setup'!$E$159-10))^2/($N52+0.8*(1000/'Scenario Setup'!$E$159-10)))","v":{"$error":"#DIV/0!"}},{"$error":"#DIV/0!"},{"$error":"#DIV/0!"},{"$error":"#DIV/0!"},{"$error":"#DIV/0!"},null,null,null,null,null,null,null,null,null,null,0.48,{"$error":"#N/A"},{"$f":"IF(MAX($AG$3:AG51)>AG52,MAX($AG$3:AG51),AG52)","v":{"$error":"#N/A"}}]
[null,null,null,null,null,null,null,null,null,null,null,null,null,0.12,3.3806957373836356E-2,69,{"$f":"IF($N53<0.2*(1000/'Scenario Setup'!$E$159-10),0,($N53-0.2*(1000/'Scenario Setup'!$E$159-10))^2/($N53+0.8*(1000/'Scenario Setup'!$E$159-10)))","v":{"$error":"#DIV/0!"}},{"$error":"#DIV/0!"},{"$error":"#DIV/0!"},{"$error":"#DIV/0!"},{"$error":"#DIV/0!"},null,null,null,null,null,null,null,null,null,null,0.49,{"$error":"#N/A"},{"$f":"IF(MAX($AG$3:AG52)>AG53,MAX($AG$3:AG52),AG53)","v":{"$error":"#N/A"}}]
[null,null,null,null,null,null,null,null,null,null,null,null,null,0.12,3.4296913277805E-2,70,{"$f":"IF($N54<0.2*(1000/'Scenario Setup'!$E$159-10),0,($N54-0.2*(1000/'Scenario Setup'!$E$159-10))^2/($N54+0.8*(1000/'Scenario Setup'!$E$159-10)))","v":{"$error":"#DIV/0!"}},{"$error":"#DIV/0!"},{"$error":"#DIV/0!"},{"$error":"#DIV/0!"},{"$error":"#DIV/0!"},null,null,null,null,null,null,null,null,null,null,0.5,{"$error":"#N/A"},{"$f":"IF(MAX($AG$3:AG53)>AG54,MAX($AG$3:AG53),AG54)","v":{"$error":"#N/A"}}]
[null,null,null,null,null,null,null,null,null,null,null,null,null,0.12,3.4786869181773643E-2,71,{"$f":"IF($N55<0.2*(1000/'Scenario Setup'!$E$159-10),0,($N55-0.2*(1000/'Scenario Setup'!$E$159-10))^2/($N55+0.8*(1000/'Scenario Setup'!$E$159-10)))","v":{"$error":"#DIV/0!"}},{"$error":"#DIV/0!"},{"$error":"#DIV/0!"},{"$error":"#DIV/0!"},{"$error":"#DIV/0!"},null,null,null,null,null,null,null,null,null,null,0.51,{"$error":"#N/A"},{"$f":"IF(MAX($AG$3:AG54)>AG55,MAX($AG$3:AG54),AG55)","v":{"$error":"#N/A"}}]
[null,null,null,null,null,null,null,null,null,null,null,null,null,0.12,3.5276825085742286E-2,72,{"$f":"IF($N56<0.2*(1000/'Scenario Setup'!$E$159-10),0,($N56-0.2*(1000/'Scenario Setup'!$E$159-10))^2/($N56+0.8*(1000/'Scenario Setup'!$E$159-10)))","v":{"$error":"#DIV/0!"}},{"$error":"#DIV/0!"},{"$error":"#DIV/0!"},{"$error":"#DIV/0!"},{"$error":"#DIV/0!"},null,null,null,null,null,null,null,null,null,null,0.52,{"$error":"#N/A"},{"$f":"IF(MAX($AG$3:AG55)>AG56,MAX($AG$3:AG55),AG56)","v":{"$error":"#N/A"}}]
[null,null,null,null,null,null,null,null,null,null,null,null,null,0.12,3.5766780989710929E-2,73,{"$f":"IF($N57<0.2*(1000/'Scenario Setup'!$E$159-10),0,($N57-0.2*(1000/'Scenario Setup'!$E$159-10))^2/($N57+0.8*(1000/'Scenario Setup'!$E$159-10)))","v":{"$error":"#DIV/0!"}},{"$error":"#DIV/0!"},{"$error":"#DIV/0!"},{"$error":"#DIV/0!"},{"$error":"#DIV/0!"},null,null,null,null,null,null,null,null,null,null,0.53,{"$error":"#N/A"},{"$f":"IF(MAX($AG$3:AG56)>AG57,MAX($AG$3:AG56),AG57)","v":{"$error":"#N/A"}}]
[null,null,null,null,null,null,null,null,null,null,null,null,null,0.12,3.6256736893679566E-2,74,{"$f":"IF($N58<0.2*(1000/'Scenario Setup'!$E$159-10),0,($N58-0.2*(1000/'Scenario Setup'!$E$159-10))^2/($N58+0.8*(1000/'Scenario Setup'!$E$159-10)))","v":{"$error":"#DIV/0!"}},{"$error":"#DIV/0!"},{"$error":"#DIV/0!"},{"$error":"#DIV/0!"},{"$error":"#DIV/0!"},null,null,null,null,null,null,null,null,null,null,0.54,{"$error":"#N/A"},{"$f":"IF(MAX($AG$3:AG57)>AG58,MAX($AG$3:AG57),AG58)","v":{"$error":"#N/A"}}]
[null,null,null,null,null,null,null,null,null,null,null,null,null,0.12,3.6746692797648209E-2,75,{"$f":"IF($N59<0.2*(1000/'Scenario Setup'!$E$159-10),0,($N59-0.2*(1000/'Scenario Setup'!$E$159-10))^2/($N59+0.8*(1000/'Scenario Setup'!$E$159-10)))","v":{"$error":"#DIV/0!"}},{"$error":"#DIV/0!"},{"$error":"#DIV/0!"},{"$error":"#DIV/0!"},{"$error":"#DIV/0!"},null,null,null,null,null,null,null,null,null,null,0.55000000000000004,{"$error":"#N/A"},{"$f":"IF(MAX($AG$3:AG58)>AG59,MAX($AG$3:AG58),AG59)","v":{"$error":"#N/A"}}]
[null,null,null,null,null,null,null,null,null,null,null,null,null,0.12,3.7236648701616852E-2,76,{"$f":"IF($N60<0.2*(1000/'Scenario Setup'!$E$159-10),0,($N60-0.2*(1000/'Scenario Setup'!$E$159-10))^2/($N60+0.8*(1000/'Scenario Setup'!$E$159-10)))","v":{"$error":"#DIV/0!"}},{"$error":"#DIV/0!"},{"$error":"#DIV/0!"},{"$error":"#DIV/0!"},{"$error":"#DIV/0!"},null,null,null,null,null,null,null,null,null,null,0.56000000000000005,{"$error":"#N/A"},{"$f":"IF(MAX($AG$3:AG59)>AG60,MAX($AG$3:AG59),AG60)","v":{"$error":"#N/A"}}]
[null,null,null,null,null,null,null,null,null,null,null,null,null,0.12,3.7726604605585495E-2,77,{"$f":"IF($N61<0.2*(1000/'Scenario Setup'!$E$159-10),0,($N61-0.2*(1000/'Scenario Setup'!$E$159-10))^2/($N61+0.8*(1000/'Scenario Setup'!$E$159-10)))","v":{"$error":"#DIV/0!"}},{"$error":"#DIV/0!"},{"$error":"#DIV/0!"},{"$error":"#DIV/0!"},{"$error":"#DIV/0!"},null,null,null,null,null,null,null,null,null,null,0.56999999999999995,{"$error":"#N/A"},{"$f":"IF(MAX($AG$3:AG60)>AG61,MAX($AG$3:AG60),AG61)","v":{"$error":"#N/A"}}]
[null,null,null,null,null,null,null,null,null,null,null,null,null,0.12,3.8216560509554139E-2,78,{"$f":"IF($N62<0.2*(1000/'Scenario Setup'!$E$159-10),0,($N62-0.2*(1000/'Scenario Setup'!$E$159-10))^2/($N62+0.8*(1000/'Scenario Setup'!$E$159-10)))","v":{"$error":"#DIV/0!"}},{"$error":"#DIV/0!"},{"$error":"#DIV/0!"},{"$error":"#DIV/0!"},{"$error":"#DIV/0!"},null,null,null,null,null,null,null,null,null,null,0.57999999999999996,{"$error":"#N/A"},{"$f":"IF(MAX($AG$3:AG61)>AG62,MAX($AG$3:AG61),AG62)","v":{"$error":"#N/A"}}]
[null,null,null,null,null,null,null,null,null,null,null,null,null,0.12,3.8706516413522782E-2,79,{"$f":"IF($N63<0.2*(1000/'Scenario Setup'!$E$159-10),0,($N63-0.2*(1000/'Scenario Setup'!$E$159-10))^2/($N63+0.8*(1000/'Scenario Setup'!$E$159-10)))","v":{"$error":"#DIV/0!"}},{"$error":"#DIV/0!"},{"$error":"#DIV/0!"},{"$error":"#DIV/0!"},{"$error":"#DIV/0!"},null,null,null,null,null,null,null,null,null,null,0.59,{"$error":"#N/A"},{"$f":"IF(MAX($AG$3:AG62)>AG63,MAX($AG$3:AG62),AG63)","v":{"$error":"#N/A"}}]
[null,null,null,null,null,null,null,null,null,null,null,null,null,0.12,3.9196472317491425E-2,80,{"$f":"IF($N64<0.2*(1000/'Scenario Setup'!$E$159-10),0,($N64-0.2*(1000/'Scenario Setup'!$E$159-10))^2/($N64+0.8*(1000/'Scenario Setup'!$E$159-10)))","v":{"$error":"#DIV/0!"}},{"$error":"#DIV/0!"},{"$error":"#DIV/0!"},{"$error":"#DIV/0!"},{"$error":"#DIV/0!"},null,null,null,null,null,null,null,null,null,null,0.6,{"$error":"#N/A"},{"$f":"IF(MAX($AG$3:AG63)>AG64,MAX($AG$3:AG63),AG64)","v":{"$error":"#N/A"}}]
[null,null,null,null,null,null,null,null,null,null,null,null,null,0.12,3.9686428221460068E-2,81,{"$f":"IF($N65<0.2*(1000/'Scenario Setup'!$E$159-10),0,($N65-0.2*(1000/'Scenario Setup'!$E$159-10))^2/($N65+0.8*(1000/'Scenario Setup'!$E$159-10)))","v":{"$error":"#DIV/0!"}},{"$error":"#DIV/0!"},{"$error":"#DIV/0!"},{"$error":"#DIV/0!"},{"$error":"#DIV/0!"},null,null,null,null,null,null,null,null,null,null,0.61,{"$error":"#N/A"},{"$f":"IF(MAX($AG$3:AG64)>AG65,MAX($AG$3:AG64),AG65)","v":{"$error":"#N/A"}}]
[null,null,null,null,null,null,null,null,null,null,null,null,null,0.12,4.0176384125428712E-2,82,{"$f":"IF($N66<0.2*(1000/'Scenario Setup'!$E$159-10),0,($N66-0.2*(1000/'Scenario Setup'!$E$159-10))^2/($N66+0.8*(1000/'Scenario Setup'!$E$159-10)))","v":{"$error":"#DIV/0!"}},{"$error":"#DIV/0!"},{"$error":"#DIV/0!"},{"$error":"#DIV/0!"},{"$error":"#DIV/0!"},null,null,null,null,null,null,null,null,null,null,0.62,{"$error":"#N/A"},{"$f":"IF(MAX($AG$3:AG65)>AG66,MAX($AG$3:AG65),AG66)","v":{"$error":"#N/A"}}]
[null,null,null,null,null,null,null,null,null,null,null,null,null,0.12,4.0666340029397355E-2,83,{"$f":"IF($N67<0.2*(1000/'Scenario Setup'!$E$159-10),0,($N67-0.2*(1000/'Scenario Setup'!$E$159-10))^2/($N67+0.8*(1000/'Scenario Setup'!$E$159-10)))","v":{"$error":"#DIV/0!"}},{"$error":"#DIV/0!"},{"$error":"#DIV/0!"},{"$error":"#DIV/0!"},{"$error":"#DIV/0!"},null,null,null,null,null,null,null,null,null,null,0.63,{"$error":"#N/A"},{"$f":"IF(MAX($AG$3:AG66)>AG67,MAX($AG$3:AG66),AG67)","v":{"$error":"#N/A"}}]
[null,null,null,null,null,null,null,null,null,null,null,null,null,0.12,4.1156295933365998E-2,84,{"$f":"IF($N68<0.2*(1000/'Scenario Setup'!$E$159-10),0,($N68-0.2*(1000/'Scenario Setup'!$E$159-10))^2/($N68+0.8*(1000/'Scenario Setup'!$E$159-10)))","v":{"$error":"#DIV/0!"}},{"$f":"Q68/SUM(Q$4:Q$2025)","v":{"$error":"#DIV/0!"}},{"$error":"#DIV/0!"},{"$error":"#DIV/0!"},{"$error":"#DIV/0!"},null,null,null,null,null,null,null,null,null,null,0.64,{"$error":"#N/A"},{"$f":"IF(MAX($AG$3:AG67)>AG68,MAX($AG$3:AG67),AG68)","v":{"$error":"#N/A"}}]
[null,null,null,null,null,null,null,null,null,null,null,null,null,0.12,{"$f":"P69/2041","v":4.1646251837334641E-2},85,{"$f":"IF($N69<0.2*(1000/'Scenario Setup'!$E$159-10),0,($N69-0.2*(1000/'Scenario Setup'!$E$159-10))^2/($N69+0.8*(1000/'Scenario Setup'!$E$159-10)))","v":{"$error":"#DIV/0!"}},{"$error":"#DIV/0!"},{"$f":"IF(Q69>0,_xlfn.RANK.EQ(Q69,$Q$4:$Q$2025,1),\"\")","v":{"$error":"#DIV/0!"}},{"$f":"IF(S69=\"\",0,_xlfn.RANK.EQ(S69,$S$4:$S$2025,1))","v":{"$error":"#DIV/0!"}},{"$f":"ROUND(T69/COUNTIFS($Q$4:$Q$2025,\">0\"),2)","v":{"$error":"#DIV/0!"}},null,null,null,null,null,null,null,null,null,null,0.65,{"$f":"(($W$7*$W$4^2+$X$7*$W$4+$Y$7)*AF69^2+($W$8*$W$4+$X$8)*AF69)","v":{"$error":"#N/A"}},{"$f":"IF(MAX($AG$3:AG68)>AG69,MAX($AG$3:AG68),AG69)","v":{"$error":"#N/A"}}]
[null,null,null,null,null,null,null,null,null,null,null,null,null,0.12,4.2136207741303285E-2,86,{"$f":"IF($N70<0.2*(1000/'Scenario Setup'!$E$159-10),0,($N70-0.2*(1000/'Scenario Setup'!$E$159-10))^2/($N70+0.8*(1000/'Scenario Setup'!$E$159-10)))","v":{"$error":"#DIV/0!"}},{"$error":"#DIV/0!"},{"$error":"#DIV/0!"},{"$error":"#DIV/0!"},{"$error":"#DIV/0!"},null,null,null,null,null,null,null,null,null,null,0.66,{"$error":"#N/A"},{"$f":"IF(MAX($AG$3:AG69)>AG70,MAX($AG$3:AG69),AG70)","v":{"$error":"#N/A"}}]
[null,null,null,null,null,null,null,null,null,null,null,null,null,0.12,4.2626163645271928E-2,87,{"$f":"IF($N71<0.2*(1000/'Scenario Setup'!$E$159-10),0,($N71-0.2*(1000/'Scenario Setup'!$E$159-10))^2/($N71+0.8*(1000/'Scenario Setup'!$E$159-10)))","v":{"$error":"#DIV/0!"}},{"$error":"#DIV/0!"},{"$error":"#DIV/0!"},{"$error":"#DIV/0!"},{"$error":"#DIV/0!"},null,null,null,null,null,null,null,null,null,null,0.67,{"$error":"#N/A"},{"$f":"IF(MAX($AG$3:AG70)>AG71,MAX($AG$3:AG70),AG71)","v":{"$error":"#N/A"}}]
[null,null,null,null,null,null,null,null,null,null,null,null,null,0.12,4.3116119549240571E-2,88,{"$f":"IF($N72<0.2*(1000/'Scenario Setup'!$E$159-10),0,($N72-0.2*(1000/'Scenario Setup'!$E$159-10))^2/($N72+0.8*(1000/'Scenario Setup'!$E$159-10)))","v":{"$error":"#DIV/0!"}},{"$error":"#DIV/0!"},{"$error":"#DIV/0!"},{"$error":"#DIV/0!"},{"$error":"#DIV/0!"},null,null,null,null,null,null,null,null,null,null,0.68,{"$error":"#N/A"},{"$f":"IF(MAX($AG$3:AG71)>AG72,MAX($AG$3:AG71),AG72)","v":{"$error":"#N/A"}}]
[null,null,null,null,null,null,null,null,null,null,null,null,null,0.12,4.3606075453209214E-2,89,{"$f":"IF($N73<0.2*(1000/'Scenario Setup'!$E$159-10),0,($N73-0.2*(1000/'Scenario Setup'!$E$159-10))^2/($N73+0.8*(1000/'Scenario Setup'!$E$159-10)))","v":{"$error":"#DIV/0!"}},{"$error":"#DIV/0!"},{"$error":"#DIV/0!"},{"$error":"#DIV/0!"},{"$error":"#DIV/0!"},null,null,null,null,null,null,null,null,null,null,0.69,{"$error":"#N/A"},{"$f":"IF(MAX($AG$3:AG72)>AG73,MAX($AG$3:AG72),AG73)","v":{"$error":"#N/A"}}]
[null,null,null,null,null,null,null,null,null,null,null,null,null,0.12,4.4096031357177851E-2,90,{"$f":"IF($N74<0.2*(1000/'Scenario Setup'!$E$159-10),0,($N74-0.2*(1000/'Scenario Setup'!$E$159-10))^2/($N74+0.8*(1000/'Scenario Setup'!$E$159-10)))","v":{"$error":"#DIV/0!"}},{"$error":"#DIV/0!"},{"$error":"#DIV/0!"},{"$error":"#DIV/0!"},{"$error":"#DIV/0!"},null,null,null,null,null,null,null,null,null,null,0.7,{"$error":"#N/A"},{"$f":"IF(MAX($AG$3:AG73)>AG74,MAX($AG$3:AG73),AG74)","v":{"$error":"#N/A"}}]
[null,null,null,null,null,null,null,null,null,null,null,null,null,0.12,4.4585987261146494E-2,91,{"$f":"IF($N75<0.2*(1000/'Scenario Setup'!$E$159-10),0,($N75-0.2*(1000/'Scenario Setup'!$E$159-10))^2/($N75+0.8*(1000/'Scenario Setup'!$E$159-10)))","v":{"$error":"#DIV/0!"}},{"$error":"#DIV/0!"},{"$error":"#DIV/0!"},{"$error":"#DIV/0!"},{"$error":"#DIV/0!"},null,null,null,null,null,null,null,null,null,null,0.71,{"$error":"#N/A"},{"$f":"IF(MAX($AG$3:AG74)>AG75,MAX($AG$3:AG74),AG75)","v":{"$error":"#N/A"}}]
[null,null,null,null,null,null,null,null,null,null,null,null,null,0.12,4.5075943165115137E-2,92,{"$f":"IF($N76<0.2*(1000/'Scenario Setup'!$E$159-10),0,($N76-0.2*(1000/'Scenario Setup'!$E$159-10))^2/($N76+0.8*(1000/'Scenario Setup'!$E$159-10)))","v":{"$error":"#DIV/0!"}},{"$error":"#DIV/0!"},{"$error":"#DIV/0!"},{"$error":"#DIV/0!"},{"$error":"#DIV/0!"},null,null,null,null,null,null,null,null,null,null,0.72,{"$error":"#N/A"},{"$f":"IF(MAX($AG$3:AG75)>AG76,MAX($AG$3:AG75),AG76)","v":{"$error":"#N/A"}}]
[null,null,null,null,null,null,null,null,null,null,null,null,null,0.12,4.556589906908378E-2,93,{"$f":"IF($N77<0.2*(1000/'Scenario Setup'!$E$159-10),0,($N77-0.2*(1000/'Scenario Setup'!$E$159-10))^2/($N77+0.8*(1000/'Scenario Setup'!$E$159-10)))","v":{"$error":"#DIV/0!"}},{"$error":"#DIV/0!"},{"$error":"#DIV/0!"},{"$error":"#DIV/0!"},{"$error":"#DIV/0!"},null,null,null,null,null,null,null,null,null,null,0.73,{"$error":"#N/A"},{"$f":"IF(MAX($AG$3:AG76)>AG77,MAX($AG$3:AG76),AG77)","v":{"$error":"#N/A"}}]
[null,null,null,null,null,null,null,null,null,null,null,null,null,0.12,4.6055854973052424E-2,94,{"$f":"IF($N78<0.2*(1000/'Scenario Setup'!$E$159-10),0,($N78-0.2*(1000/'Scenario Setup'!$E$159-10))^2/($N78+0.8*(1000/'Scenario Setup'!$E$159-10)))","v":{"$error":"#DIV/0!"}},{"$error":"#DIV/0!"},{"$error":"#DIV/0!"},{"$error":"#DIV/0!"},{"$error":"#DIV/0!"},null,null,null,null,null,null,null,null,null,null,0.74,{"$error":"#N/A"},{"$f":"IF(MAX($AG$3:AG77)>AG78,MAX($AG$3:AG77),AG78)","v":{"$error":"#N/A"}}]
[null,null,null,null,null,null,null,null,null,null,null,null,null,0.12,4.6545810877021067E-2,95,{"$f":"IF($N79<0.2*(1000/'Scenario Setup'!$E$159-10),0,($N79-0.2*(1000/'Scenario Setup'!$E$159-10))^2/($N79+0.8*(1000/'Scenario Setup'!$E$159-10)))","v":{"$error":"#DIV/0!"}},{"$error":"#DIV/0!"},{"$error":"#DIV/0!"},{"$error":"#DIV/0!"},{"$error":"#DIV/0!"},null,null,null,null,null,null,null,null,null,null,0.75,{"$error":"#N/A"},{"$f":"IF(MAX($AG$3:AG78)>AG79,MAX($AG$3:AG78),AG79)","v":{"$error":"#N/A"}}]
[null,null,null,null,null,null,null,null,null,null,null,null,null,0.12,4.703576678098971E-2,96,{"$f":"IF($N80<0.2*(1000/'Scenario Setup'!$E$159-10),0,($N80-0.2*(1000/'Scenario Setup'!$E$159-10))^2/($N80+0.8*(1000/'Scenario Setup'!$E$159-10)))","v":{"$error":"#DIV/0!"}},{"$error":"#DIV/0!"},{"$error":"#DIV/0!"},{"$error":"#DIV/0!"},{"$error":"#DIV/0!"},null,null,null,null,null,null,null,null,null,null,0.76,{"$error":"#N/A"},{"$f":"IF(MAX($AG$3:AG79)>AG80,MAX($AG$3:AG79),AG80)","v":{"$error":"#N/A"}}]
[null,null,null,null,null,null,null,null,null,null,null,null,null,0.12,4.7525722684958353E-2,97,{"$f":"IF($N81<0.2*(1000/'Scenario Setup'!$E$159-10),0,($N81-0.2*(1000/'Scenario Setup'!$E$159-10))^2/($N81+0.8*(1000/'Scenario Setup'!$E$159-10)))","v":{"$error":"#DIV/0!"}},{"$error":"#DIV/0!"},{"$error":"#DIV/0!"},{"$error":"#DIV/0!"},{"$error":"#DIV/0!"},null,null,null,null,null,null,null,null,null,null,0.77,{"$error":"#N/A"},{"$f":"IF(MAX($AG$3:AG80)>AG81,MAX($AG$3:AG80),AG81)","v":{"$error":"#N/A"}}]
[null,null,null,null,null,null,null,null,null,null,null,null,null,0.12,4.8015678588926997E-2,98,{"$f":"IF($N82<0.2*(1000/'Scenario Setup'!$E$159-10),0,($N82-0.2*(1000/'Scenario Setup'!$E$159-10))^2/($N82+0.8*(1000/'Scenario Setup'!$E$159-10)))","v":{"$error":"#DIV/0!"}},{"$error":"#DIV/0!"},{"$error":"#DIV/0!"},{"$error":"#DIV/0!"},{"$error":"#DIV/0!"},null,null,null,null,null,null,null,null,null,null,0.78,{"$error":"#N/A"},{"$f":"IF(MAX($AG$3:AG81)>AG82,MAX($AG$3:AG81),AG82)","v":{"$error":"#N/A"}}]
[null,null,null,null,null,null,null,null,null,null,null,null,null,0.12,4.850563449289564E-2,99,{"$f":"IF($N83<0.2*(1000/'Scenario Setup'!$E$159-10),0,($N83-0.2*(1000/'Scenario Setup'!$E$159-10))^2/($N83+0.8*(1000/'Scenario Setup'!$E$159-10)))","v":{"$error":"#DIV/0!"}},{"$error":"#DIV/0!"},{"$error":"#DIV/0!"},{"$error":"#DIV/0!"},{"$error":"#DIV/0!"},null,null,null,null,null,null,null,null,null,null,0.79,{"$error":"#N/A"},{"$f":"IF(MAX($AG$3:AG82)>AG83,MAX($AG$3:AG82),AG83)","v":{"$error":"#N/A"}}]
[null,null,null,null,null,null,null,null,null,null,null,null,null,0.12,4.8995590396864283E-2,100,{"$f":"IF($N84<0.2*(1000/'Scenario Setup'!$E$159-10),0,($N84-0.2*(1000/'Scenario Setup'!$E$159-10))^2/($N84+0.8*(1000/'Scenario Setup'!$E$159-10)))","v":{"$error":"#DIV/0!"}},{"$error":"#DIV/0!"},{"$error":"#DIV/0!"},{"$error":"#DIV/0!"},{"$error":"#DIV/0!"},null,null,null,null,null,null,null,null,null,null,0.8,{"$error":"#N/A"},{"$f":"IF(MAX($AG$3:AG83)>AG84,MAX($AG$3:AG83),AG84)","v":{"$error":"#N/A"}}]
[null,null,null,null,null,null,null,null,null,null,null,null,null,0.12,4.9485546300832926E-2,101,{"$f":"IF($N85<0.2*(1000/'Scenario Setup'!$E$159-10),0,($N85-0.2*(1000/'Scenario Setup'!$E$159-10))^2/($N85+0.8*(1000/'Scenario Setup'!$E$159-10)))","v":{"$error":"#DIV/0!"}},{"$error":"#DIV/0!"},{"$error":"#DIV/0!"},{"$error":"#DIV/0!"},{"$error":"#DIV/0!"},null,null,null,null,null,null,null,null,null,null,0.81,{"$error":"#N/A"},{"$f":"IF(MAX($AG$3:AG84)>AG85,MAX($AG$3:AG84),AG85)","v":{"$error":"#N/A"}}]
[null,null,null,null,null,null,null,null,null,null,null,null,null,0.12,4.997550220480157E-2,102,{"$f":"IF($N86<0.2*(1000/'Scenario Setup'!$E$159-10),0,($N86-0.2*(1000/'Scenario Setup'!$E$159-10))^2/($N86+0.8*(1000/'Scenario Setup'!$E$159-10)))","v":{"$error":"#DIV/0!"}},{"$error":"#DIV/0!"},{"$error":"#DIV/0!"},{"$error":"#DIV/0!"},{"$error":"#DIV/0!"},null,null,null,null,null,null,null,null,null,null,0.82,{"$error":"#N/A"},{"$f":"IF(MAX($AG$3:AG85)>AG86,MAX($AG$3:AG85),AG86)","v":{"$error":"#N/A"}}]
[null,null,null,null,null,null,null,null,null,null,null,null,null,0.12,5.0465458108770213E-2,103,{"$f":"IF($N87<0.2*(1000/'Scenario Setup'!$E$159-10),0,($N87-0.2*(1000/'Scenario Setup'!$E$159-10))^2/($N87+0.8*(1000/'Scenario Setup'!$E$159-10)))","v":{"$error":"#DIV/0!"}},{"$error":"#DIV/0!"},{"$error":"#DIV/0!"},{"$error":"#DIV/0!"},{"$error":"#DIV/0!"},null,null,null,null,null,null,null,null,null,null,0.83,{"$error":"#N/A"},{"$f":"IF(MAX($AG$3:AG86)>AG87,MAX($AG$3:AG86),AG87)","v":{"$error":"#N/A"}}]
[null,null,null,null,null,null,null,null,null,null,null,null,null,0.12,5.0955414012738856E-2,104,{"$f":"IF($N88<0.2*(1000/'Scenario Setup'!$E$159-10),0,($N88-0.2*(1000/'Scenario Setup'!$E$159-10))^2/($N88+0.8*(1000/'Scenario Setup'!$E$159-10)))","v":{"$error":"#DIV/0!"}},{"$error":"#DIV/0!"},{"$error":"#DIV/0!"},{"$error":"#DIV/0!"},{"$error":"#DIV/0!"},null,null,null,null,null,null,null,null,null,null,0.84,{"$error":"#N/A"},{"$f":"IF(MAX($AG$3:AG87)>AG88,MAX($AG$3:AG87),AG88)","v":{"$error":"#N/A"}}]
[null,null,null,null,null,null,null,null,null,null,null,null,null,0.13,5.1445369916707499E-2,105,{"$f":"IF($N89<0.2*(1000/'Scenario Setup'!$E$159-10),0,($N89-0.2*(1000/'Scenario Setup'!$E$159-10))^2/($N89+0.8*(1000/'Scenario Setup'!$E$159-10)))","v":{"$error":"#DIV/0!"}},{"$error":"#DIV/0!"},{"$error":"#DIV/0!"},{"$error":"#DIV/0!"},{"$error":"#DIV/0!"},null,null,null,null,null,null,null,null,null,null,0.85,{"$error":"#N/A"},{"$f":"IF(MAX($AG$3:AG88)>AG89,MAX($AG$3:AG88),AG89)","v":{"$error":"#N/A"}}]
[null,null,null,null,null,null,null,null,null,null,null,null,null,0.13,5.1935325820676143E-2,106,{"$f":"IF($N90<0.2*(1000/'Scenario Setup'!$E$159-10),0,($N90-0.2*(1000/'Scenario Setup'!$E$159-10))^2/($N90+0.8*(1000/'Scenario Setup'!$E$159-10)))","v":{"$error":"#DIV/0!"}},{"$error":"#DIV/0!"},{"$error":"#DIV/0!"},{"$error":"#DIV/0!"},{"$error":"#DIV/0!"},null,null,null,null,null,null,null,null,null,null,0.86,{"$error":"#N/A"},{"$f":"IF(MAX($AG$3:AG89)>AG90,MAX($AG$3:AG89),AG90)","v":{"$error":"#N/A"}}]
[null,null,null,null,null,null,null,null,null,null,null,null,null,0.13,5.2425281724644779E-2,107,{"$f":"IF($N91<0.2*(1000/'Scenario Setup'!$E$159-10),0,($N91-0.2*(1000/'Scenario Setup'!$E$159-10))^2/($N91+0.8*(1000/'Scenario Setup'!$E$159-10)))","v":{"$error":"#DIV/0!"}},{"$error":"#DIV/0!"},{"$error":"#DIV/0!"},{"$error":"#DIV/0!"},{"$error":"#DIV/0!"},null,null,null,null,null,null,null,null,null,null,0.87,{"$error":"#N/A"},{"$f":"IF(MAX($AG$3:AG90)>AG91,MAX($AG$3:AG90),AG91)","v":{"$error":"#N/A"}}]
[null,null,null,null,null,null,null,null,null,null,null,null,null,0.13,5.2915237628613422E-2,108,{"$f":"IF($N92<0.2*(1000/'Scenario Setup'!$E$159-10),0,($N92-0.2*(1000/'Scenario Setup'!$E$159-10))^2/($N92+0.8*(1000/'Scenario Setup'!$E$159-10)))","v":{"$error":"#DIV/0!"}},{"$error":"#DIV/0!"},{"$error":"#DIV/0!"},{"$error":"#DIV/0!"},{"$error":"#DIV/0!"},null,null,null,null,null,null,null,null,null,null,0.88,{"$error":"#N/A"},{"$f":"IF(MAX($AG$3:AG91)>AG92,MAX($AG$3:AG91),AG92)","v":{"$error":"#N/A"}}]
[null,null,null,null,null,null,null,null,null,null,null,null,null,0.13,5.3405193532582065E-2,109,{"$f":"IF($N93<0.2*(1000/'Scenario Setup'!$E$159-10),0,($N93-0.2*(1000/'Scenario Setup'!$E$159-10))^2/($N93+0.8*(1000/'Scenario Setup'!$E$159-10)))","v":{"$error":"#DIV/0!"}},{"$error":"#DIV/0!"},{"$error":"#DIV/0!"},{"$error":"#DIV/0!"},{"$error":"#DIV/0!"},null,null,null,null,null,null,null,null,null,null,0.89,{"$error":"#N/A"},{"$f":"IF(MAX($AG$3:AG92)>AG93,MAX($AG$3:AG92),AG93)","v":{"$error":"#N/A"}}]
[null,null,null,null,null,null,null,null,null,null,null,null,null,0.13,5.3895149436550709E-2,110,{"$f":"IF($N94<0.2*(1000/'Scenario Setup'!$E$159-10),0,($N94-0.2*(1000/'Scenario Setup'!$E$159-10))^2/($N94+0.8*(1000/'Scenario Setup'!$E$159-10)))","v":{"$error":"#DIV/0!"}},{"$error":"#DIV/0!"},{"$error":"#DIV/0!"},{"$error":"#DIV/0!"},{"$error":"#DIV/0!"},null,null,null,null,null,null,null,null,null,null,0.9,{"$error":"#N/A"},{"$f":"IF(MAX($AG$3:AG93)>AG94,MAX($AG$3:AG93),AG94)","v":{"$error":"#N/A"}}]
[null,null,null,null,null,null,null,null,null,null,null,null,null,0.13,5.4385105340519352E-2,111,{"$f":"IF($N95<0.2*(1000/'Scenario Setup'!$E$159-10),0,($N95-0.2*(1000/'Scenario Setup'!$E$159-10))^2/($N95+0.8*(1000/'Scenario Setup'!$E$159-10)))","v":{"$error":"#DIV/0!"}},{"$error":"#DIV/0!"},{"$error":"#DIV/0!"},{"$error":"#DIV/0!"},{"$error":"#DIV/0!"},null,null,null,null,null,null,null,null,null,null,0.91,{"$error":"#N/A"},{"$f":"IF(MAX($AG$3:AG94)>AG95,MAX($AG$3:AG94),AG95)","v":{"$error":"#N/A"}}]
[null,null,null,null,null,null,null,null,null,null,null,null,null,0.13,5.4875061244487995E-2,112,{"$f":"IF($N96<0.2*(1000/'Scenario Setup'!$E$159-10),0,($N96-0.2*(1000/'Scenario Setup'!$E$159-10))^2/($N96+0.8*(1000/'Scenario Setup'!$E$159-10)))","v":{"$error":"#DIV/0!"}},{"$error":"#DIV/0!"},{"$error":"#DIV/0!"},{"$error":"#DIV/0!"},{"$error":"#DIV/0!"},null,null,null,null,null,null,null,null,null,null,0.92,{"$error":"#N/A"},{"$f":"IF(MAX($AG$3:AG95)>AG96,MAX($AG$3:AG95),AG96)","v":{"$error":"#N/A"}}]
[null,null,null,null,null,null,null,null,null,null,null,null,null,0.13,5.5365017148456638E-2,113,{"$f":"IF($N97<0.2*(1000/'Scenario Setup'!$E$159-10),0,($N97-0.2*(1000/'Scenario Setup'!$E$159-10))^2/($N97+0.8*(1000/'Scenario Setup'!$E$159-10)))","v":{"$error":"#DIV/0!"}},{"$error":"#DIV/0!"},{"$error":"#DIV/0!"},{"$error":"#DIV/0!"},{"$error":"#DIV/0!"},null,null,null,null,null,null,null,null,null,null,0.93,{"$error":"#N/A"},{"$f":"IF(MAX($AG$3:AG96)>AG97,MAX($AG$3:AG96),AG97)","v":{"$error":"#N/A"}}]
[null,null,null,null,null,null,null,null,null,null,null,null,null,0.13,5.5854973052425282E-2,114,{"$f":"IF($N98<0.2*(1000/'Scenario Setup'!$E$159-10),0,($N98-0.2*(1000/'Scenario Setup'!$E$159-10))^2/($N98+0.8*(1000/'Scenario Setup'!$E$159-10)))","v":{"$error":"#DIV/0!"}},{"$error":"#DIV/0!"},{"$error":"#DIV/0!"},{"$error":"#DIV/0!"},{"$error":"#DIV/0!"},null,null,null,null,null,null,null,null,null,null,0.94,{"$error":"#N/A"},{"$f":"IF(MAX($AG$3:AG97)>AG98,MAX($AG$3:AG97),AG98)","v":{"$error":"#N/A"}}]
[null,null,null,null,null,null,null,null,null,null,null,null,null,0.13,5.6344928956393925E-2,115,{"$f":"IF($N99<0.2*(1000/'Scenario Setup'!$E$159-10),0,($N99-0.2*(1000/'Scenario Setup'!$E$159-10))^2/($N99+0.8*(1000/'Scenario Setup'!$E$159-10)))","v":{"$error":"#DIV/0!"}},{"$error":"#DIV/0!"},{"$error":"#DIV/0!"},{"$error":"#DIV/0!"},{"$error":"#DIV/0!"},null,null,null,null,null,null,null,null,null,null,0.95,{"$error":"#N/A"},{"$f":"IF(MAX($AG$3:AG98)>AG99,MAX($AG$3:AG98),AG99)","v":{"$error":"#N/A"}}]
[null,null,null,null,null,null,null,null,null,null,null,null,null,0.13,5.6834884860362568E-2,116,{"$f":"IF($N100<0.2*(1000/'Scenario Setup'!$E$159-10),0,($N100-0.2*(1000/'Scenario Setup'!$E$159-10))^2/($N100+0.8*(1000/'Scenario Setup'!$E$159-10)))","v":{"$error":"#DIV/0!"}},{"$error":"#DIV/0!"},{"$error":"#DIV/0!"},{"$error":"#DIV/0!"},{"$error":"#DIV/0!"},null,null,null,null,null,null,null,null,null,null,0.96,{"$error":"#N/A"},{"$f":"IF(MAX($AG$3:AG99)>AG100,MAX($AG$3:AG99),AG100)","v":{"$error":"#N/A"}}]
[null,null,null,null,null,null,null,null,null,null,null,null,null,0.13,5.7324840764331211E-2,117,{"$f":"IF($N101<0.2*(1000/'Scenario Setup'!$E$159-10),0,($N101-0.2*(1000/'Scenario Setup'!$E$159-10))^2/($N101+0.8*(1000/'Scenario Setup'!$E$159-10)))","v":{"$error":"#DIV/0!"}},{"$error":"#DIV/0!"},{"$error":"#DIV/0!"},{"$error":"#DIV/0!"},{"$error":"#DIV/0!"},null,null,null,null,null,null,null,null,null,null,0.97,{"$error":"#N/A"},{"$f":"IF(MAX($AG$3:AG100)>AG101,MAX($AG$3:AG100),AG101)","v":{"$error":"#N/A"}}]
[null,null,null,null,null,null,null,null,null,null,null,null,null,0.13,5.7814796668299855E-2,118,{"$f":"IF($N102<0.2*(1000/'Scenario Setup'!$E$159-10),0,($N102-0.2*(1000/'Scenario Setup'!$E$159-10))^2/($N102+0.8*(1000/'Scenario Setup'!$E$159-10)))","v":{"$error":"#DIV/0!"}},{"$error":"#DIV/0!"},{"$error":"#DIV/0!"},{"$error":"#DIV/0!"},{"$error":"#DIV/0!"},null,null,null,null,null,null,null,null,null,null,0.98,{"$error":"#N/A"},{"$f":"IF(MAX($AG$3:AG101)>AG102,MAX($AG$3:AG101),AG102)","v":{"$error":"#N/A"}}]
[null,null,null,null,null,null,null,null,null,null,null,null,null,0.13,5.8304752572268498E-2,119,{"$f":"IF($N103<0.2*(1000/'Scenario Setup'!$E$159-10),0,($N103-0.2*(1000/'Scenario Setup'!$E$159-10))^2/($N103+0.8*(1000/'Scenario Setup'!$E$159-10)))","v":{"$error":"#DIV/0!"}},{"$error":"#DIV/0!"},{"$error":"#DIV/0!"},{"$error":"#DIV/0!"},{"$error":"#DIV/0!"},null,null,null,null,null,null,null,null,null,null,0.99,{"$error":"#N/A"},{"$f":"IF(MAX($AG$3:AG102)>AG103,MAX($AG$3:AG102),AG103)","v":{"$error":"#N/A"}}]
[null,null,null,null,null,null,null,null,null,null,null,null,null,0.13,5.8794708476237141E-2,120,{"$f":"IF($N104<0.2*(1000/'Scenario Setup'!$E$159-10),0,($N104-0.2*(1000/'Scenario Setup'!$E$159-10))^2/($N104+0.8*(1000/'Scenario Setup'!$E$159-10)))","v":{"$error":"#DIV/0!"}},{"$error":"#DIV/0!"},{"$error":"#DIV/0!"},{"$error":"#DIV/0!"},{"$error":"#DIV/0!"},null,null,null,null,null,null,null,null,null,null,1,{"$error":"#N/A"},{"$f":"IF(MAX($AG$3:AG103)>AG104,MAX($AG$3:AG103),AG104)","v":{"$error":"#N/A"}}]
[null,null,null,null,null,null,null,null,null,null,null,null,null,0.13,5.9284664380205784E-2,121,{"$f":"IF($N105<0.2*(1000/'Scenario Setup'!$E$159-10),0,($N105-0.2*(1000/'Scenario Setup'!$E$159-10))^2/($N105+0.8*(1000/'Scenario Setup'!$E$159-10)))","v":{"$error":"#DIV/0!"}},{"$error":"#DIV/0!"},{"$error":"#DIV/0!"},{"$error":"#DIV/0!"},{"$error":"#DIV/0!"}]
[null,null,null,null,null,null,null,null,null,null,null,null,null,0.13,5.9774620284174428E-2,122,{"$f":"IF($N106<0.2*(1000/'Scenario Setup'!$E$159-10),0,($N106-0.2*(1000/'Scenario Setup'!$E$159-10))^2/($N106+0.8*(1000/'Scenario Setup'!$E$159-10)))","v":{"$error":"#DIV/0!"}},{"$error":"#DIV/0!"},{"$error":"#DIV/0!"},{"$error":"#DIV/0!"},{"$error":"#DIV/0!"}]
[null,null,null,null,null,null,null,null,null,null,null,null,null,0.13,6.0264576188143064E-2,123,{"$f":"IF($N107<0.2*(1000/'Scenario Setup'!$E$159-10),0,($N107-0.2*(1000/'Scenario Setup'!$E$159-10))^2/($N107+0.8*(1000/'Scenario Setup'!$E$159-10)))","v":{"$error":"#DIV/0!"}},{"$error":"#DIV/0!"},{"$error":"#DIV/0!"},{"$error":"#DIV/0!"},{"$error":"#DIV/0!"}]
[null,null,null,null,null,null,null,null,null,null,null,null,null,0.13,6.0754532092111707E-2,124,{"$f":"IF($N108<0.2*(1000/'Scenario Setup'!$E$159-10),0,($N108-0.2*(1000/'Scenario Setup'!$E$159-10))^2/($N108+0.8*(1000/'Scenario Setup'!$E$159-10)))","v":{"$error":"#DIV/0!"}},{"$error":"#DIV/0!"},{"$error":"#DIV/0!"},{"$error":"#DIV/0!"},{"$error":"#DIV/0!"}]
[null,null,null,null,null,null,null,null,null,null,null,null,null,0.13,6.124448799608035E-2,125,{"$f":"IF($N109<0.2*(1000/'Scenario Setup'!$E$159-10),0,($N109-0.2*(1000/'Scenario Setup'!$E$159-10))^2/($N109+0.8*(1000/'Scenario Setup'!$E$159-10)))","v":{"$error":"#DIV/0!"}},{"$error":"#DIV/0!"},{"$error":"#DIV/0!"},{"$error":"#DIV/0!"},{"$error":"#DIV/0!"}]
[null,null,null,null,null,null,null,null,null,null,null,null,null,0.13,6.1734443900048994E-2,126,{"$f":"IF($N110<0.2*(1000/'Scenario Setup'!$E$159-10),0,($N110-0.2*(1000/'Scenario Setup'!$E$159-10))^2/($N110+0.8*(1000/'Scenario Setup'!$E$159-10)))","v":{"$error":"#DIV/0!"}},{"$error":"#DIV/0!"},{"$error":"#DIV/0!"},{"$error":"#DIV/0!"},{"$error":"#DIV/0!"}]
[null,null,null,null,null,null,null,null,null,null,null,null,null,0.13,6.2224399804017637E-2,127,{"$f":"IF($N111<0.2*(1000/'Scenario Setup'!$E$159-10),0,($N111-0.2*(1000/'Scenario Setup'!$E$159-10))^2/($N111+0.8*(1000/'Scenario Setup'!$E$159-10)))","v":{"$error":"#DIV/0!"}},{"$error":"#DIV/0!"},{"$error":"#DIV/0!"},{"$error":"#DIV/0!"},{"$error":"#DIV/0!"}]
[null,null,null,null,null,null,null,null,null,null,null,null,null,0.13,6.271435570798628E-2,128,{"$f":"IF($N112<0.2*(1000/'Scenario Setup'!$E$159-10),0,($N112-0.2*(1000/'Scenario Setup'!$E$159-10))^2/($N112+0.8*(1000/'Scenario Setup'!$E$159-10)))","v":{"$error":"#DIV/0!"}},{"$error":"#DIV/0!"},{"$error":"#DIV/0!"},{"$error":"#DIV/0!"},{"$error":"#DIV/0!"}]
[null,null,null,null,null,null,null,null,null,null,null,null,null,0.13,6.320431161195493E-2,129,{"$f":"IF($N113<0.2*(1000/'Scenario Setup'!$E$159-10),0,($N113-0.2*(1000/'Scenario Setup'!$E$159-10))^2/($N113+0.8*(1000/'Scenario Setup'!$E$159-10)))","v":{"$error":"#DIV/0!"}},{"$error":"#DIV/0!"},{"$error":"#DIV/0!"},{"$error":"#DIV/0!"},{"$error":"#DIV/0!"}]
[null,null,null,null,null,null,null,null,null,null,null,null,null,0.13,6.3694267515923567E-2,130,{"$f":"IF($N114<0.2*(1000/'Scenario Setup'!$E$159-10),0,($N114-0.2*(1000/'Scenario Setup'!$E$159-10))^2/($N114+0.8*(1000/'Scenario Setup'!$E$159-10)))","v":{"$error":"#DIV/0!"}},{"$error":"#DIV/0!"},{"$error":"#DIV/0!"},{"$error":"#DIV/0!"},{"$error":"#DIV/0!"}]
[null,null,null,null,null,null,null,null,null,null,null,null,null,0.13,6.4184223419892203E-2,131,{"$f":"IF($N115<0.2*(1000/'Scenario Setup'!$E$159-10),0,($N115-0.2*(1000/'Scenario Setup'!$E$159-10))^2/($N115+0.8*(1000/'Scenario Setup'!$E$159-10)))","v":{"$error":"#DIV/0!"}},{"$error":"#DIV/0!"},{"$error":"#DIV/0!"},{"$error":"#DIV/0!"},{"$error":"#DIV/0!"}]
[null,null,null,null,null,null,null,null,null,null,null,null,null,0.13,6.4674179323860853E-2,132,{"$f":"IF($N116<0.2*(1000/'Scenario Setup'!$E$159-10),0,($N116-0.2*(1000/'Scenario Setup'!$E$159-10))^2/($N116+0.8*(1000/'Scenario Setup'!$E$159-10)))","v":{"$error":"#DIV/0!"}},{"$error":"#DIV/0!"},{"$error":"#DIV/0!"},{"$error":"#DIV/0!"},{"$error":"#DIV/0!"}]
[null,null,null,null,null,null,null,null,null,null,null,null,null,0.13,6.5164135227829489E-2,133,{"$f":"IF($N117<0.2*(1000/'Scenario Setup'!$E$159-10),0,($N117-0.2*(1000/'Scenario Setup'!$E$159-10))^2/($N117+0.8*(1000/'Scenario Setup'!$E$159-10)))","v":{"$error":"#DIV/0!"}},{"$error":"#DIV/0!"},{"$error":"#DIV/0!"},{"$error":"#DIV/0!"},{"$error":"#DIV/0!"}]
[null,null,null,null,null,null,null,null,null,null,null,null,null,0.13,6.565409113179814E-2,134,{"$f":"IF($N118<0.2*(1000/'Scenario Setup'!$E$159-10),0,($N118-0.2*(1000/'Scenario Setup'!$E$159-10))^2/($N118+0.8*(1000/'Scenario Setup'!$E$159-10)))","v":{"$error":"#DIV/0!"}},{"$error":"#DIV/0!"},{"$error":"#DIV/0!"},{"$error":"#DIV/0!"},{"$error":"#DIV/0!"}]
[null,null,null,null,null,null,null,null,null,null,null,null,null,0.13,6.6144047035766776E-2,135,{"$f":"IF($N119<0.2*(1000/'Scenario Setup'!$E$159-10),0,($N119-0.2*(1000/'Scenario Setup'!$E$159-10))^2/($N119+0.8*(1000/'Scenario Setup'!$E$159-10)))","v":{"$error":"#DIV/0!"}},{"$error":"#DIV/0!"},{"$error":"#DIV/0!"},{"$error":"#DIV/0!"},{"$error":"#DIV/0!"}]
[null,null,null,null,null,null,null,null,null,null,null,null,null,0.13,6.6634002939735426E-2,136,{"$f":"IF($N120<0.2*(1000/'Scenario Setup'!$E$159-10),0,($N120-0.2*(1000/'Scenario Setup'!$E$159-10))^2/($N120+0.8*(1000/'Scenario Setup'!$E$159-10)))","v":{"$error":"#DIV/0!"}},{"$error":"#DIV/0!"},{"$error":"#DIV/0!"},{"$error":"#DIV/0!"},{"$error":"#DIV/0!"}]
[null,null,null,null,null,null,null,null,null,null,null,null,null,0.13,6.7123958843704062E-2,137,{"$f":"IF($N121<0.2*(1000/'Scenario Setup'!$E$159-10),0,($N121-0.2*(1000/'Scenario Setup'!$E$159-10))^2/($N121+0.8*(1000/'Scenario Setup'!$E$159-10)))","v":{"$error":"#DIV/0!"}},{"$error":"#DIV/0!"},{"$error":"#DIV/0!"},{"$error":"#DIV/0!"},{"$error":"#DIV/0!"}]
[null,null,null,null,null,null,null,null,null,null,null,null,null,0.13,6.7613914747672713E-2,138,{"$f":"IF($N122<0.2*(1000/'Scenario Setup'!$E$159-10),0,($N122-0.2*(1000/'Scenario Setup'!$E$159-10))^2/($N122+0.8*(1000/'Scenario Setup'!$E$159-10)))","v":{"$error":"#DIV/0!"}},{"$error":"#DIV/0!"},{"$error":"#DIV/0!"},{"$error":"#DIV/0!"},{"$error":"#DIV/0!"}]
[null,null,null,null,null,null,null,null,null,null,null,null,null,0.13,6.8103870651641349E-2,139,{"$f":"IF($N123<0.2*(1000/'Scenario Setup'!$E$159-10),0,($N123-0.2*(1000/'Scenario Setup'!$E$159-10))^2/($N123+0.8*(1000/'Scenario Setup'!$E$159-10)))","v":{"$error":"#DIV/0!"}},{"$error":"#DIV/0!"},{"$error":"#DIV/0!"},{"$error":"#DIV/0!"},{"$error":"#DIV/0!"}]
[null,null,null,null,null,null,null,null,null,null,null,null,null,0.13,6.8593826555609999E-2,140,{"$f":"IF($N124<0.2*(1000/'Scenario Setup'!$E$159-10),0,($N124-0.2*(1000/'Scenario Setup'!$E$159-10))^2/($N124+0.8*(1000/'Scenario Setup'!$E$159-10)))","v":{"$error":"#DIV/0!"}},{"$error":"#DIV/0!"},{"$error":"#DIV/0!"},{"$error":"#DIV/0!"},{"$error":"#DIV/0!"}]
[null,null,null,null,null,null,null,null,null,null,null,null,null,0.13,6.9083782459578635E-2,141,{"$f":"IF($N125<0.2*(1000/'Scenario Setup'!$E$159-10),0,($N125-0.2*(1000/'Scenario Setup'!$E$159-10))^2/($N125+0.8*(1000/'Scenario Setup'!$E$159-10)))","v":{"$error":"#DIV/0!"}},{"$error":"#DIV/0!"},{"$error":"#DIV/0!"},{"$error":"#DIV/0!"},{"$error":"#DIV/0!"}]
[null,null,null,null,null,null,null,null,null,null,null,null,null,0.13,6.9573738363547286E-2,142,{"$f":"IF($N126<0.2*(1000/'Scenario Setup'!$E$159-10),0,($N126-0.2*(1000/'Scenario Setup'!$E$159-10))^2/($N126+0.8*(1000/'Scenario Setup'!$E$159-10)))","v":{"$error":"#DIV/0!"}},{"$error":"#DIV/0!"},{"$error":"#DIV/0!"},{"$error":"#DIV/0!"},{"$error":"#DIV/0!"}]
[null,null,null,null,null,null,null,null,null,null,null,null,null,0.13,7.0063694267515922E-2,143,{"$f":"IF($N127<0.2*(1000/'Scenario Setup'!$E$159-10),0,($N127-0.2*(1000/'Scenario Setup'!$E$159-10))^2/($N127+0.8*(1000/'Scenario Setup'!$E$159-10)))","v":{"$error":"#DIV/0!"}},{"$error":"#DIV/0!"},{"$error":"#DIV/0!"},{"$error":"#DIV/0!"},{"$error":"#DIV/0!"}]
[null,null,null,null,null,null,null,null,null,null,null,null,null,0.13,7.0553650171484572E-2,144,{"$f":"IF($N128<0.2*(1000/'Scenario Setup'!$E$159-10),0,($N128-0.2*(1000/'Scenario Setup'!$E$159-10))^2/($N128+0.8*(1000/'Scenario Setup'!$E$159-10)))","v":{"$error":"#DIV/0!"}},{"$error":"#DIV/0!"},{"$error":"#DIV/0!"},{"$error":"#DIV/0!"},{"$error":"#DIV/0!"}]
[null,null,null,null,null,null,null,null,null,null,null,null,null,0.13,7.1043606075453208E-2,145,{"$f":"IF($N129<0.2*(1000/'Scenario Setup'!$E$159-10),0,($N129-0.2*(1000/'Scenario Setup'!$E$159-10))^2/($N129+0.8*(1000/'Scenario Setup'!$E$159-10)))","v":{"$error":"#DIV/0!"}},{"$error":"#DIV/0!"},{"$error":"#DIV/0!"},{"$error":"#DIV/0!"},{"$error":"#DIV/0!"}]
[null,null,null,null,null,null,null,null,null,null,null,null,null,0.13,7.1533561979421859E-2,146,{"$f":"IF($N130<0.2*(1000/'Scenario Setup'!$E$159-10),0,($N130-0.2*(1000/'Scenario Setup'!$E$159-10))^2/($N130+0.8*(1000/'Scenario Setup'!$E$159-10)))","v":{"$error":"#DIV/0!"}},{"$error":"#DIV/0!"},{"$error":"#DIV/0!"},{"$error":"#DIV/0!"},{"$error":"#DIV/0!"}]
[null,null,null,null,null,null,null,null,null,null,null,null,null,0.13,7.2023517883390495E-2,147,{"$f":"IF($N131<0.2*(1000/'Scenario Setup'!$E$159-10),0,($N131-0.2*(1000/'Scenario Setup'!$E$159-10))^2/($N131+0.8*(1000/'Scenario Setup'!$E$159-10)))","v":{"$error":"#DIV/0!"}},{"$error":"#DIV/0!"},{"$error":"#DIV/0!"},{"$error":"#DIV/0!"},{"$error":"#DIV/0!"}]
[null,null,null,null,null,null,null,null,null,null,null,null,null,0.13,7.2513473787359131E-2,148,{"$f":"IF($N132<0.2*(1000/'Scenario Setup'!$E$159-10),0,($N132-0.2*(1000/'Scenario Setup'!$E$159-10))^2/($N132+0.8*(1000/'Scenario Setup'!$E$159-10)))","v":{"$error":"#DIV/0!"}},{"$f":"Q132/SUM(Q$4:Q$2025)","v":{"$error":"#DIV/0!"}},{"$error":"#DIV/0!"},{"$error":"#DIV/0!"},{"$error":"#DIV/0!"}]
[null,null,null,null,null,null,null,null,null,null,null,null,null,0.13,{"$f":"P133/2041","v":7.3003429691327781E-2},149,{"$f":"IF($N133<0.2*(1000/'Scenario Setup'!$E$159-10),0,($N133-0.2*(1000/'Scenario Setup'!$E$159-10))^2/($N133+0.8*(1000/'Scenario Setup'!$E$159-10)))","v":{"$error":"#DIV/0!"}},{"$error":"#DIV/0!"},{"$f":"IF(Q133>0,_xlfn.RANK.EQ(Q133,$Q$4:$Q$2025,1),\"\")","v":{"$error":"#DIV/0!"}},{"$f":"IF(S133=\"\",0,_xlfn.RANK.EQ(S133,$S$4:$S$2025,1))","v":{"$error":"#DIV/0!"}},{"$f":"ROUND(T133/COUNTIFS($Q$4:$Q$2025,\">0\"),2)","v":{"$error":"#DIV/0!"}}]
[null,null,null,null,null,null,null,null,null,null,null,null,null,0.14000000000000001,7.3493385595296418E-2,150,{"$f":"IF($N134<0.2*(1000/'Scenario Setup'!$E$159-10),0,($N134-0.2*(1000/'Scenario Setup'!$E$159-10))^2/($N134+0.8*(1000/'Scenario Setup'!$E$159-10)))","v":{"$error":"#DIV/0!"}},{"$error":"#DIV/0!"},{"$error":"#DIV/0!"},{"$error":"#DIV/0!"},{"$error":"#DIV/0!"}]
[null,null,null,null,null,null,null,null,null,null,null,null,null,0.14000000000000001,7.3983341499265068E-2,151,{"$f":"IF($N135<0.2*(1000/'Scenario Setup'!$E$159-10),0,($N135-0.2*(1000/'Scenario Setup'!$E$159-10))^2/($N135+0.8*(1000/'Scenario Setup'!$E$159-10)))","v":{"$error":"#DIV/0!"}},{"$error":"#DIV/0!"},{"$error":"#DIV/0!"},{"$error":"#DIV/0!"},{"$error":"#DIV/0!"}]
[null,null,null,null,null,null,null,null,null,null,null,null,null,0.14000000000000001,7.4473297403233704E-2,152,{"$f":"IF($N136<0.2*(1000/'Scenario Setup'!$E$159-10),0,($N136-0.2*(1000/'Scenario Setup'!$E$159-10))^2/($N136+0.8*(1000/'Scenario Setup'!$E$159-10)))","v":{"$error":"#DIV/0!"}},{"$error":"#DIV/0!"},{"$error":"#DIV/0!"},{"$error":"#DIV/0!"},{"$error":"#DIV/0!"}]
[null,null,null,null,null,null,null,null,null,null,null,null,null,0.14000000000000001,7.4963253307202354E-2,153,{"$f":"IF($N137<0.2*(1000/'Scenario Setup'!$E$159-10),0,($N137-0.2*(1000/'Scenario Setup'!$E$159-10))^2/($N137+0.8*(1000/'Scenario Setup'!$E$159-10)))","v":{"$error":"#DIV/0!"}},{"$error":"#DIV/0!"},{"$error":"#DIV/0!"},{"$error":"#DIV/0!"},{"$error":"#DIV/0!"}]
[null,null,null,null,null,null,null,null,null,null,null,null,null,0.14000000000000001,7.5453209211170991E-2,154,{"$f":"IF($N138<0.2*(1000/'Scenario Setup'!$E$159-10),0,($N138-0.2*(1000/'Scenario Setup'!$E$159-10))^2/($N138+0.8*(1000/'Scenario Setup'!$E$159-10)))","v":{"$error":"#DIV/0!"}},{"$error":"#DIV/0!"},{"$error":"#DIV/0!"},{"$error":"#DIV/0!"},{"$error":"#DIV/0!"}]
[null,null,null,null,null,null,null,null,null,null,null,null,null,0.14000000000000001,7.5943165115139641E-2,155,{"$f":"IF($N139<0.2*(1000/'Scenario Setup'!$E$159-10),0,($N139-0.2*(1000/'Scenario Setup'!$E$159-10))^2/($N139+0.8*(1000/'Scenario Setup'!$E$159-10)))","v":{"$error":"#DIV/0!"}},{"$error":"#DIV/0!"},{"$error":"#DIV/0!"},{"$error":"#DIV/0!"},{"$error":"#DIV/0!"}]
[null,null,null,null,null,null,null,null,null,null,null,null,null,0.14000000000000001,7.6433121019108277E-2,156,{"$f":"IF($N140<0.2*(1000/'Scenario Setup'!$E$159-10),0,($N140-0.2*(1000/'Scenario Setup'!$E$159-10))^2/($N140+0.8*(1000/'Scenario Setup'!$E$159-10)))","v":{"$error":"#DIV/0!"}},{"$error":"#DIV/0!"},{"$error":"#DIV/0!"},{"$error":"#DIV/0!"},{"$error":"#DIV/0!"}]
[null,null,null,null,null,null,null,null,null,null,null,null,null,0.14000000000000001,7.6923076923076927E-2,157,{"$f":"IF($N141<0.2*(1000/'Scenario Setup'!$E$159-10),0,($N141-0.2*(1000/'Scenario Setup'!$E$159-10))^2/($N141+0.8*(1000/'Scenario Setup'!$E$159-10)))","v":{"$error":"#DIV/0!"}},{"$error":"#DIV/0!"},{"$error":"#DIV/0!"},{"$error":"#DIV/0!"},{"$error":"#DIV/0!"}]
[null,null,null,null,null,null,null,null,null,null,null,null,null,0.14000000000000001,7.7413032827045564E-2,158,{"$f":"IF($N142<0.2*(1000/'Scenario Setup'!$E$159-10),0,($N142-0.2*(1000/'Scenario Setup'!$E$159-10))^2/($N142+0.8*(1000/'Scenario Setup'!$E$159-10)))","v":{"$error":"#DIV/0!"}},{"$error":"#DIV/0!"},{"$error":"#DIV/0!"},{"$error":"#DIV/0!"},{"$error":"#DIV/0!"}]
[null,null,null,null,null,null,null,null,null,null,null,null,null,0.14000000000000001,7.7902988731014214E-2,159,{"$f":"IF($N143<0.2*(1000/'Scenario Setup'!$E$159-10),0,($N143-0.2*(1000/'Scenario Setup'!$E$159-10))^2/($N143+0.8*(1000/'Scenario Setup'!$E$159-10)))","v":{"$error":"#DIV/0!"}},{"$error":"#DIV/0!"},{"$error":"#DIV/0!"},{"$error":"#DIV/0!"},{"$error":"#DIV/0!"}]
[null,null,null,null,null,null,null,null,null,null,null,null,null,0.14000000000000001,7.839294463498285E-2,160,{"$f":"IF($N144<0.2*(1000/'Scenario Setup'!$E$159-10),0,($N144-0.2*(1000/'Scenario Setup'!$E$159-10))^2/($N144+0.8*(1000/'Scenario Setup'!$E$159-10)))","v":{"$error":"#DIV/0!"}},{"$error":"#DIV/0!"},{"$error":"#DIV/0!"},{"$error":"#DIV/0!"},{"$error":"#DIV/0!"}]
[null,null,null,null,null,null,null,null,null,null,null,null,null,0.14000000000000001,7.88829005389515E-2,161,{"$f":"IF($N145<0.2*(1000/'Scenario Setup'!$E$159-10),0,($N145-0.2*(1000/'Scenario Setup'!$E$159-10))^2/($N145+0.8*(1000/'Scenario Setup'!$E$159-10)))","v":{"$error":"#DIV/0!"}},{"$error":"#DIV/0!"},{"$error":"#DIV/0!"},{"$error":"#DIV/0!"},{"$error":"#DIV/0!"}]
[null,null,null,null,null,null,null,null,null,null,null,null,null,0.14000000000000001,7.9372856442920137E-2,162,{"$f":"IF($N146<0.2*(1000/'Scenario Setup'!$E$159-10),0,($N146-0.2*(1000/'Scenario Setup'!$E$159-10))^2/($N146+0.8*(1000/'Scenario Setup'!$E$159-10)))","v":{"$error":"#DIV/0!"}},{"$error":"#DIV/0!"},{"$error":"#DIV/0!"},{"$error":"#DIV/0!"},{"$error":"#DIV/0!"}]
[null,null,null,null,null,null,null,null,null,null,null,null,null,0.14000000000000001,7.9862812346888787E-2,163,{"$f":"IF($N147<0.2*(1000/'Scenario Setup'!$E$159-10),0,($N147-0.2*(1000/'Scenario Setup'!$E$159-10))^2/($N147+0.8*(1000/'Scenario Setup'!$E$159-10)))","v":{"$error":"#DIV/0!"}},{"$error":"#DIV/0!"},{"$error":"#DIV/0!"},{"$error":"#DIV/0!"},{"$error":"#DIV/0!"}]
[null,null,null,null,null,null,null,null,null,null,null,null,null,0.14000000000000001,8.0352768250857423E-2,164,{"$f":"IF($N148<0.2*(1000/'Scenario Setup'!$E$159-10),0,($N148-0.2*(1000/'Scenario Setup'!$E$159-10))^2/($N148+0.8*(1000/'Scenario Setup'!$E$159-10)))","v":{"$error":"#DIV/0!"}},{"$error":"#DIV/0!"},{"$error":"#DIV/0!"},{"$error":"#DIV/0!"},{"$error":"#DIV/0!"}]
[null,null,null,null,null,null,null,null,null,null,null,null,null,0.14000000000000001,8.0842724154826059E-2,165,{"$f":"IF($N149<0.2*(1000/'Scenario Setup'!$E$159-10),0,($N149-0.2*(1000/'Scenario Setup'!$E$159-10))^2/($N149+0.8*(1000/'Scenario Setup'!$E$159-10)))","v":{"$error":"#DIV/0!"}},{"$error":"#DIV/0!"},{"$error":"#DIV/0!"},{"$error":"#DIV/0!"},{"$error":"#DIV/0!"}]
[null,null,null,null,null,null,null,null,null,null,null,null,null,0.14000000000000001,8.133268005879471E-2,166,{"$f":"IF($N150<0.2*(1000/'Scenario Setup'!$E$159-10),0,($N150-0.2*(1000/'Scenario Setup'!$E$159-10))^2/($N150+0.8*(1000/'Scenario Setup'!$E$159-10)))","v":{"$error":"#DIV/0!"}},{"$error":"#DIV/0!"},{"$error":"#DIV/0!"},{"$error":"#DIV/0!"},{"$error":"#DIV/0!"}]
[null,null,null,null,null,null,null,null,null,null,null,null,null,0.14000000000000001,8.1822635962763346E-2,167,{"$f":"IF($N151<0.2*(1000/'Scenario Setup'!$E$159-10),0,($N151-0.2*(1000/'Scenario Setup'!$E$159-10))^2/($N151+0.8*(1000/'Scenario Setup'!$E$159-10)))","v":{"$error":"#DIV/0!"}},{"$error":"#DIV/0!"},{"$error":"#DIV/0!"},{"$error":"#DIV/0!"},{"$error":"#DIV/0!"}]
[null,null,null,null,null,null,null,null,null,null,null,null,null,0.14000000000000001,8.2312591866731996E-2,168,{"$f":"IF($N152<0.2*(1000/'Scenario Setup'!$E$159-10),0,($N152-0.2*(1000/'Scenario Setup'!$E$159-10))^2/($N152+0.8*(1000/'Scenario Setup'!$E$159-10)))","v":{"$error":"#DIV/0!"}},{"$error":"#DIV/0!"},{"$error":"#DIV/0!"},{"$error":"#DIV/0!"},{"$error":"#DIV/0!"}]
[null,null,null,null,null,null,null,null,null,null,null,null,null,0.14000000000000001,8.2802547770700632E-2,169,{"$f":"IF($N153<0.2*(1000/'Scenario Setup'!$E$159-10),0,($N153-0.2*(1000/'Scenario Setup'!$E$159-10))^2/($N153+0.8*(1000/'Scenario Setup'!$E$159-10)))","v":{"$error":"#DIV/0!"}},{"$error":"#DIV/0!"},{"$error":"#DIV/0!"},{"$error":"#DIV/0!"},{"$error":"#DIV/0!"}]
[null,null,null,null,null,null,null,null,null,null,null,null,null,0.14000000000000001,8.3292503674669283E-2,170,{"$f":"IF($N154<0.2*(1000/'Scenario Setup'!$E$159-10),0,($N154-0.2*(1000/'Scenario Setup'!$E$159-10))^2/($N154+0.8*(1000/'Scenario Setup'!$E$159-10)))","v":{"$error":"#DIV/0!"}},{"$error":"#DIV/0!"},{"$error":"#DIV/0!"},{"$error":"#DIV/0!"},{"$error":"#DIV/0!"}]
[null,null,null,null,null,null,null,null,null,null,null,null,null,0.14000000000000001,8.3782459578637919E-2,171,{"$f":"IF($N155<0.2*(1000/'Scenario Setup'!$E$159-10),0,($N155-0.2*(1000/'Scenario Setup'!$E$159-10))^2/($N155+0.8*(1000/'Scenario Setup'!$E$159-10)))","v":{"$error":"#DIV/0!"}},{"$error":"#DIV/0!"},{"$error":"#DIV/0!"},{"$error":"#DIV/0!"},{"$error":"#DIV/0!"}]
[null,null,null,null,null,null,null,null,null,null,null,null,null,0.14000000000000001,8.4272415482606569E-2,172,{"$f":"IF($N156<0.2*(1000/'Scenario Setup'!$E$159-10),0,($N156-0.2*(1000/'Scenario Setup'!$E$159-10))^2/($N156+0.8*(1000/'Scenario Setup'!$E$159-10)))","v":{"$error":"#DIV/0!"}},{"$error":"#DIV/0!"},{"$error":"#DIV/0!"},{"$error":"#DIV/0!"},{"$error":"#DIV/0!"}]
[null,null,null,null,null,null,null,null,null,null,null,null,null,0.14000000000000001,8.4762371386575205E-2,173,{"$f":"IF($N157<0.2*(1000/'Scenario Setup'!$E$159-10),0,($N157-0.2*(1000/'Scenario Setup'!$E$159-10))^2/($N157+0.8*(1000/'Scenario Setup'!$E$159-10)))","v":{"$error":"#DIV/0!"}},{"$error":"#DIV/0!"},{"$error":"#DIV/0!"},{"$error":"#DIV/0!"},{"$error":"#DIV/0!"}]
[null,null,null,null,null,null,null,null,null,null,null,null,null,0.14000000000000001,8.5252327290543856E-2,174,{"$f":"IF($N158<0.2*(1000/'Scenario Setup'!$E$159-10),0,($N158-0.2*(1000/'Scenario Setup'!$E$159-10))^2/($N158+0.8*(1000/'Scenario Setup'!$E$159-10)))","v":{"$error":"#DIV/0!"}},{"$error":"#DIV/0!"},{"$error":"#DIV/0!"},{"$error":"#DIV/0!"},{"$error":"#DIV/0!"}]
[null,null,null,null,null,null,null,null,null,null,null,null,null,0.14000000000000001,8.5742283194512492E-2,175,{"$f":"IF($N159<0.2*(1000/'Scenario Setup'!$E$159-10),0,($N159-0.2*(1000/'Scenario Setup'!$E$159-10))^2/($N159+0.8*(1000/'Scenario Setup'!$E$159-10)))","v":{"$error":"#DIV/0!"}},{"$error":"#DIV/0!"},{"$error":"#DIV/0!"},{"$error":"#DIV/0!"},{"$error":"#DIV/0!"}]
[null,null,null,null,null,null,null,null,null,null,null,null,null,0.14000000000000001,8.6232239098481142E-2,176,{"$f":"IF($N160<0.2*(1000/'Scenario Setup'!$E$159-10),0,($N160-0.2*(1000/'Scenario Setup'!$E$159-10))^2/($N160+0.8*(1000/'Scenario Setup'!$E$159-10)))","v":{"$error":"#DIV/0!"}},{"$error":"#DIV/0!"},{"$error":"#DIV/0!"},{"$error":"#DIV/0!"},{"$error":"#DIV/0!"}]
[null,null,null,null,null,null,null,null,null,null,null,null,null,0.14000000000000001,8.6722195002449778E-2,177,{"$f":"IF($N161<0.2*(1000/'Scenario Setup'!$E$159-10),0,($N161-0.2*(1000/'Scenario Setup'!$E$159-10))^2/($N161+0.8*(1000/'Scenario Setup'!$E$159-10)))","v":{"$error":"#DIV/0!"}},{"$error":"#DIV/0!"},{"$error":"#DIV/0!"},{"$error":"#DIV/0!"},{"$error":"#DIV/0!"}]
[null,null,null,null,null,null,null,null,null,null,null,null,null,0.14000000000000001,8.7212150906418429E-2,178,{"$f":"IF($N162<0.2*(1000/'Scenario Setup'!$E$159-10),0,($N162-0.2*(1000/'Scenario Setup'!$E$159-10))^2/($N162+0.8*(1000/'Scenario Setup'!$E$159-10)))","v":{"$error":"#DIV/0!"}},{"$error":"#DIV/0!"},{"$error":"#DIV/0!"},{"$error":"#DIV/0!"},{"$error":"#DIV/0!"}]
[null,null,null,null,null,null,null,null,null,null,null,null,null,0.14000000000000001,8.7702106810387065E-2,179,{"$f":"IF($N163<0.2*(1000/'Scenario Setup'!$E$159-10),0,($N163-0.2*(1000/'Scenario Setup'!$E$159-10))^2/($N163+0.8*(1000/'Scenario Setup'!$E$159-10)))","v":{"$error":"#DIV/0!"}},{"$error":"#DIV/0!"},{"$error":"#DIV/0!"},{"$error":"#DIV/0!"},{"$error":"#DIV/0!"}]
[null,null,null,null,null,null,null,null,null,null,null,null,null,0.14000000000000001,8.8192062714355701E-2,180,{"$f":"IF($N164<0.2*(1000/'Scenario Setup'!$E$159-10),0,($N164-0.2*(1000/'Scenario Setup'!$E$159-10))^2/($N164+0.8*(1000/'Scenario Setup'!$E$159-10)))","v":{"$error":"#DIV/0!"}},{"$error":"#DIV/0!"},{"$error":"#DIV/0!"},{"$error":"#DIV/0!"},{"$error":"#DIV/0!"}]
[null,null,null,null,null,null,null,null,null,null,null,null,null,0.14000000000000001,8.8682018618324351E-2,181,{"$f":"IF($N165<0.2*(1000/'Scenario Setup'!$E$159-10),0,($N165-0.2*(1000/'Scenario Setup'!$E$159-10))^2/($N165+0.8*(1000/'Scenario Setup'!$E$159-10)))","v":{"$error":"#DIV/0!"}},{"$error":"#DIV/0!"},{"$error":"#DIV/0!"},{"$error":"#DIV/0!"},{"$error":"#DIV/0!"}]
[null,null,null,null,null,null,null,null,null,null,null,null,null,0.14000000000000001,8.9171974522292988E-2,182,{"$f":"IF($N166<0.2*(1000/'Scenario Setup'!$E$159-10),0,($N166-0.2*(1000/'Scenario Setup'!$E$159-10))^2/($N166+0.8*(1000/'Scenario Setup'!$E$159-10)))","v":{"$error":"#DIV/0!"}},{"$error":"#DIV/0!"},{"$error":"#DIV/0!"},{"$error":"#DIV/0!"},{"$error":"#DIV/0!"}]
[null,null,null,null,null,null,null,null,null,null,null,null,null,0.14000000000000001,8.9661930426261638E-2,183,{"$f":"IF($N167<0.2*(1000/'Scenario Setup'!$E$159-10),0,($N167-0.2*(1000/'Scenario Setup'!$E$159-10))^2/($N167+0.8*(1000/'Scenario Setup'!$E$159-10)))","v":{"$error":"#DIV/0!"}},{"$error":"#DIV/0!"},{"$error":"#DIV/0!"},{"$error":"#DIV/0!"},{"$error":"#DIV/0!"}]
[null,null,null,null,null,null,null,null,null,null,null,null,null,0.14000000000000001,9.0151886330230274E-2,184,{"$f":"IF($N168<0.2*(1000/'Scenario Setup'!$E$159-10),0,($N168-0.2*(1000/'Scenario Setup'!$E$159-10))^2/($N168+0.8*(1000/'Scenario Setup'!$E$159-10)))","v":{"$error":"#DIV/0!"}},{"$error":"#DIV/0!"},{"$error":"#DIV/0!"},{"$error":"#DIV/0!"},{"$error":"#DIV/0!"}]
[null,null,null,null,null,null,null,null,null,null,null,null,null,0.14000000000000001,9.0641842234198924E-2,185,{"$f":"IF($N169<0.2*(1000/'Scenario Setup'!$E$159-10),0,($N169-0.2*(1000/'Scenario Setup'!$E$159-10))^2/($N169+0.8*(1000/'Scenario Setup'!$E$159-10)))","v":{"$error":"#DIV/0!"}},{"$error":"#DIV/0!"},{"$error":"#DIV/0!"},{"$error":"#DIV/0!"},{"$error":"#DIV/0!"}]
[null,null,null,null,null,null,null,null,null,null,null,null,null,0.14000000000000001,9.1131798138167561E-2,186,{"$f":"IF($N170<0.2*(1000/'Scenario Setup'!$E$159-10),0,($N170-0.2*(1000/'Scenario Setup'!$E$159-10))^2/($N170+0.8*(1000/'Scenario Setup'!$E$159-10)))","v":{"$error":"#DIV/0!"}},{"$error":"#DIV/0!"},{"$error":"#DIV/0!"},{"$error":"#DIV/0!"},{"$error":"#DIV/0!"}]
[null,null,null,null,null,null,null,null,null,null,null,null,null,0.14000000000000001,9.1621754042136211E-2,187,{"$f":"IF($N171<0.2*(1000/'Scenario Setup'!$E$159-10),0,($N171-0.2*(1000/'Scenario Setup'!$E$159-10))^2/($N171+0.8*(1000/'Scenario Setup'!$E$159-10)))","v":{"$error":"#DIV/0!"}},{"$error":"#DIV/0!"},{"$error":"#DIV/0!"},{"$error":"#DIV/0!"},{"$error":"#DIV/0!"}]
[null,null,null,null,null,null,null,null,null,null,null,null,null,0.14000000000000001,9.2111709946104847E-2,188,{"$f":"IF($N172<0.2*(1000/'Scenario Setup'!$E$159-10),0,($N172-0.2*(1000/'Scenario Setup'!$E$159-10))^2/($N172+0.8*(1000/'Scenario Setup'!$E$159-10)))","v":{"$error":"#DIV/0!"}},{"$error":"#DIV/0!"},{"$error":"#DIV/0!"},{"$error":"#DIV/0!"},{"$error":"#DIV/0!"}]
[null,null,null,null,null,null,null,null,null,null,null,null,null,0.14000000000000001,9.2601665850073497E-2,189,{"$f":"IF($N173<0.2*(1000/'Scenario Setup'!$E$159-10),0,($N173-0.2*(1000/'Scenario Setup'!$E$159-10))^2/($N173+0.8*(1000/'Scenario Setup'!$E$159-10)))","v":{"$error":"#DIV/0!"}},{"$error":"#DIV/0!"},{"$error":"#DIV/0!"},{"$error":"#DIV/0!"},{"$error":"#DIV/0!"}]
[null,null,null,null,null,null,null,null,null,null,null,null,null,0.14000000000000001,9.3091621754042134E-2,190,{"$f":"IF($N174<0.2*(1000/'Scenario Setup'!$E$159-10),0,($N174-0.2*(1000/'Scenario Setup'!$E$159-10))^2/($N174+0.8*(1000/'Scenario Setup'!$E$159-10)))","v":{"$error":"#DIV/0!"}},{"$error":"#DIV/0!"},{"$error":"#DIV/0!"},{"$error":"#DIV/0!"},{"$error":"#DIV/0!"}]
[null,null,null,null,null,null,null,null,null,null,null,null,null,0.14000000000000001,9.3581577658010784E-2,191,{"$f":"IF($N175<0.2*(1000/'Scenario Setup'!$E$159-10),0,($N175-0.2*(1000/'Scenario Setup'!$E$159-10))^2/($N175+0.8*(1000/'Scenario Setup'!$E$159-10)))","v":{"$error":"#DIV/0!"}},{"$error":"#DIV/0!"},{"$error":"#DIV/0!"},{"$error":"#DIV/0!"},{"$error":"#DIV/0!"}]
[null,null,null,null,null,null,null,null,null,null,null,null,null,0.14000000000000001,9.407153356197942E-2,192,{"$f":"IF($N176<0.2*(1000/'Scenario Setup'!$E$159-10),0,($N176-0.2*(1000/'Scenario Setup'!$E$159-10))^2/($N176+0.8*(1000/'Scenario Setup'!$E$159-10)))","v":{"$error":"#DIV/0!"}},{"$error":"#DIV/0!"},{"$error":"#DIV/0!"},{"$error":"#DIV/0!"},{"$error":"#DIV/0!"}]
[null,null,null,null,null,null,null,null,null,null,null,null,null,0.14000000000000001,9.456148946594807E-2,193,{"$f":"IF($N177<0.2*(1000/'Scenario Setup'!$E$159-10),0,($N177-0.2*(1000/'Scenario Setup'!$E$159-10))^2/($N177+0.8*(1000/'Scenario Setup'!$E$159-10)))","v":{"$error":"#DIV/0!"}},{"$error":"#DIV/0!"},{"$error":"#DIV/0!"},{"$error":"#DIV/0!"},{"$error":"#DIV/0!"}]
[null,null,null,null,null,null,null,null,null,null,null,null,null,0.14000000000000001,9.5051445369916707E-2,194,{"$f":"IF($N178<0.2*(1000/'Scenario Setup'!$E$159-10),0,($N178-0.2*(1000/'Scenario Setup'!$E$159-10))^2/($N178+0.8*(1000/'Scenario Setup'!$E$159-10)))","v":{"$error":"#DIV/0!"}},{"$error":"#DIV/0!"},{"$error":"#DIV/0!"},{"$error":"#DIV/0!"},{"$error":"#DIV/0!"}]
[null,null,null,null,null,null,null,null,null,null,null,null,null,0.14000000000000001,9.5541401273885357E-2,195,{"$f":"IF($N179<0.2*(1000/'Scenario Setup'!$E$159-10),0,($N179-0.2*(1000/'Scenario Setup'!$E$159-10))^2/($N179+0.8*(1000/'Scenario Setup'!$E$159-10)))","v":{"$error":"#DIV/0!"}},{"$error":"#DIV/0!"},{"$error":"#DIV/0!"},{"$error":"#DIV/0!"},{"$error":"#DIV/0!"}]
[null,null,null,null,null,null,null,null,null,null,null,null,null,0.14000000000000001,9.6031357177853993E-2,196,{"$f":"IF($N180<0.2*(1000/'Scenario Setup'!$E$159-10),0,($N180-0.2*(1000/'Scenario Setup'!$E$159-10))^2/($N180+0.8*(1000/'Scenario Setup'!$E$159-10)))","v":{"$error":"#DIV/0!"}},{"$error":"#DIV/0!"},{"$error":"#DIV/0!"},{"$error":"#DIV/0!"},{"$error":"#DIV/0!"}]
[null,null,null,null,null,null,null,null,null,null,null,null,null,0.15,9.6521313081822629E-2,197,{"$f":"IF($N181<0.2*(1000/'Scenario Setup'!$E$159-10),0,($N181-0.2*(1000/'Scenario Setup'!$E$159-10))^2/($N181+0.8*(1000/'Scenario Setup'!$E$159-10)))","v":{"$error":"#DIV/0!"}},{"$error":"#DIV/0!"},{"$error":"#DIV/0!"},{"$error":"#DIV/0!"},{"$error":"#DIV/0!"}]
[null,null,null,null,null,null,null,null,null,null,null,null,null,0.15,9.701126898579128E-2,198,{"$f":"IF($N182<0.2*(1000/'Scenario Setup'!$E$159-10),0,($N182-0.2*(1000/'Scenario Setup'!$E$159-10))^2/($N182+0.8*(1000/'Scenario Setup'!$E$159-10)))","v":{"$error":"#DIV/0!"}},{"$error":"#DIV/0!"},{"$error":"#DIV/0!"},{"$error":"#DIV/0!"},{"$error":"#DIV/0!"}]
[null,null,null,null,null,null,null,null,null,null,null,null,null,0.15,9.7501224889759916E-2,199,{"$f":"IF($N183<0.2*(1000/'Scenario Setup'!$E$159-10),0,($N183-0.2*(1000/'Scenario Setup'!$E$159-10))^2/($N183+0.8*(1000/'Scenario Setup'!$E$159-10)))","v":{"$error":"#DIV/0!"}},{"$error":"#DIV/0!"},{"$error":"#DIV/0!"},{"$error":"#DIV/0!"},{"$error":"#DIV/0!"}]
[null,null,null,null,null,null,null,null,null,null,null,null,null,0.15,9.7991180793728566E-2,200,{"$f":"IF($N184<0.2*(1000/'Scenario Setup'!$E$159-10),0,($N184-0.2*(1000/'Scenario Setup'!$E$159-10))^2/($N184+0.8*(1000/'Scenario Setup'!$E$159-10)))","v":{"$error":"#DIV/0!"}},{"$error":"#DIV/0!"},{"$error":"#DIV/0!"},{"$error":"#DIV/0!"},{"$error":"#DIV/0!"}]
[null,null,null,null,null,null,null,null,null,null,null,null,null,0.15,9.8481136697697202E-2,201,{"$f":"IF($N185<0.2*(1000/'Scenario Setup'!$E$159-10),0,($N185-0.2*(1000/'Scenario Setup'!$E$159-10))^2/($N185+0.8*(1000/'Scenario Setup'!$E$159-10)))","v":{"$error":"#DIV/0!"}},{"$error":"#DIV/0!"},{"$error":"#DIV/0!"},{"$error":"#DIV/0!"},{"$error":"#DIV/0!"}]
[null,null,null,null,null,null,null,null,null,null,null,null,null,0.15,9.8971092601665853E-2,202,{"$f":"IF($N186<0.2*(1000/'Scenario Setup'!$E$159-10),0,($N186-0.2*(1000/'Scenario Setup'!$E$159-10))^2/($N186+0.8*(1000/'Scenario Setup'!$E$159-10)))","v":{"$error":"#DIV/0!"}},{"$error":"#DIV/0!"},{"$error":"#DIV/0!"},{"$error":"#DIV/0!"},{"$error":"#DIV/0!"}]
[null,null,null,null,null,null,null,null,null,null,null,null,null,0.15,9.9461048505634489E-2,203,{"$f":"IF($N187<0.2*(1000/'Scenario Setup'!$E$159-10),0,($N187-0.2*(1000/'Scenario Setup'!$E$159-10))^2/($N187+0.8*(1000/'Scenario Setup'!$E$159-10)))","v":{"$error":"#DIV/0!"}},{"$error":"#DIV/0!"},{"$error":"#DIV/0!"},{"$error":"#DIV/0!"},{"$error":"#DIV/0!"}]
[null,null,null,null,null,null,null,null,null,null,null,null,null,0.15,9.9951004409603139E-2,204,{"$f":"IF($N188<0.2*(1000/'Scenario Setup'!$E$159-10),0,($N188-0.2*(1000/'Scenario Setup'!$E$159-10))^2/($N188+0.8*(1000/'Scenario Setup'!$E$159-10)))","v":{"$error":"#DIV/0!"}},{"$error":"#DIV/0!"},{"$error":"#DIV/0!"},{"$error":"#DIV/0!"},{"$error":"#DIV/0!"}]
[null,null,null,null,null,null,null,null,null,null,null,null,null,0.15,0.10044096031357178,205,{"$f":"IF($N189<0.2*(1000/'Scenario Setup'!$E$159-10),0,($N189-0.2*(1000/'Scenario Setup'!$E$159-10))^2/($N189+0.8*(1000/'Scenario Setup'!$E$159-10)))","v":{"$error":"#DIV/0!"}},{"$error":"#DIV/0!"},{"$error":"#DIV/0!"},{"$error":"#DIV/0!"},{"$error":"#DIV/0!"}]
[null,null,null,null,null,null,null,null,null,null,null,null,null,0.15,0.10093091621754043,206,{"$f":"IF($N190<0.2*(1000/'Scenario Setup'!$E$159-10),0,($N190-0.2*(1000/'Scenario Setup'!$E$159-10))^2/($N190+0.8*(1000/'Scenario Setup'!$E$159-10)))","v":{"$error":"#DIV/0!"}},{"$error":"#DIV/0!"},{"$error":"#DIV/0!"},{"$error":"#DIV/0!"},{"$error":"#DIV/0!"}]
[null,null,null,null,null,null,null,null,null,null,null,null,null,0.15,0.10142087212150906,207,{"$f":"IF($N191<0.2*(1000/'Scenario Setup'!$E$159-10),0,($N191-0.2*(1000/'Scenario Setup'!$E$159-10))^2/($N191+0.8*(1000/'Scenario Setup'!$E$159-10)))","v":{"$error":"#DIV/0!"}},{"$error":"#DIV/0!"},{"$error":"#DIV/0!"},{"$error":"#DIV/0!"},{"$error":"#DIV/0!"}]
[null,null,null,null,null,null,null,null,null,null,null,null,null,0.15,0.10191082802547771,208,{"$f":"IF($N192<0.2*(1000/'Scenario Setup'!$E$159-10),0,($N192-0.2*(1000/'Scenario Setup'!$E$159-10))^2/($N192+0.8*(1000/'Scenario Setup'!$E$159-10)))","v":{"$error":"#DIV/0!"}},{"$error":"#DIV/0!"},{"$error":"#DIV/0!"},{"$error":"#DIV/0!"},{"$error":"#DIV/0!"}]
[null,null,null,null,null,null,null,null,null,null,null,null,null,0.15,0.10240078392944635,209,{"$f":"IF($N193<0.2*(1000/'Scenario Setup'!$E$159-10),0,($N193-0.2*(1000/'Scenario Setup'!$E$159-10))^2/($N193+0.8*(1000/'Scenario Setup'!$E$159-10)))","v":{"$error":"#DIV/0!"}},{"$error":"#DIV/0!"},{"$error":"#DIV/0!"},{"$error":"#DIV/0!"},{"$error":"#DIV/0!"}]
[null,null,null,null,null,null,null,null,null,null,null,null,null,0.15,0.102890739833415,210,{"$f":"IF($N194<0.2*(1000/'Scenario Setup'!$E$159-10),0,($N194-0.2*(1000/'Scenario Setup'!$E$159-10))^2/($N194+0.8*(1000/'Scenario Setup'!$E$159-10)))","v":{"$error":"#DIV/0!"}},{"$error":"#DIV/0!"},{"$error":"#DIV/0!"},{"$error":"#DIV/0!"},{"$error":"#DIV/0!"}]
[null,null,null,null,null,null,null,null,null,null,null,null,null,0.15,0.10338069573738363,211,{"$f":"IF($N195<0.2*(1000/'Scenario Setup'!$E$159-10),0,($N195-0.2*(1000/'Scenario Setup'!$E$159-10))^2/($N195+0.8*(1000/'Scenario Setup'!$E$159-10)))","v":{"$error":"#DIV/0!"}},{"$error":"#DIV/0!"},{"$error":"#DIV/0!"},{"$error":"#DIV/0!"},{"$error":"#DIV/0!"}]
[null,null,null,null,null,null,null,null,null,null,null,null,null,0.15,0.10387065164135229,212,{"$f":"IF($N196<0.2*(1000/'Scenario Setup'!$E$159-10),0,($N196-0.2*(1000/'Scenario Setup'!$E$159-10))^2/($N196+0.8*(1000/'Scenario Setup'!$E$159-10)))","v":{"$error":"#DIV/0!"}},{"$f":"Q196/SUM(Q$4:Q$2025)","v":{"$error":"#DIV/0!"}},{"$error":"#DIV/0!"},{"$error":"#DIV/0!"},{"$error":"#DIV/0!"}]
[null,null,null,null,null,null,null,null,null,null,null,null,null,0.15,{"$f":"P197/2041","v":0.10436060754532092},213,{"$f":"IF($N197<0.2*(1000/'Scenario Setup'!$E$159-10),0,($N197-0.2*(1000/'Scenario Setup'!$E$159-10))^2/($N197+0.8*(1000/'Scenario Setup'!$E$159-10)))","v":{"$error":"#DIV/0!"}},{"$error":"#DIV/0!"},{"$f":"IF(Q197>0,_xlfn.RANK.EQ(Q197,$Q$4:$Q$2025,1),\"\")","v":{"$error":"#DIV/0!"}},{"$f":"IF(S197=\"\",0,_xlfn.RANK.EQ(S197,$S$4:$S$2025,1))","v":{"$error":"#DIV/0!"}},{"$f":"ROUND(T197/COUNTIFS($Q$4:$Q$2025,\">0\"),2)","v":{"$error":"#DIV/0!"}}]
[null,null,null,null,null,null,null,null,null,null,null,null,null,0.15,0.10485056344928956,214,{"$f":"IF($N198<0.2*(1000/'Scenario Setup'!$E$159-10),0,($N198-0.2*(1000/'Scenario Setup'!$E$159-10))^2/($N198+0.8*(1000/'Scenario Setup'!$E$159-10)))","v":{"$error":"#DIV/0!"}},{"$error":"#DIV/0!"},{"$error":"#DIV/0!"},{"$error":"#DIV/0!"},{"$error":"#DIV/0!"}]
[null,null,null,null,null,null,null,null,null,null,null,null,null,0.15,0.10534051935325821,215,{"$f":"IF($N199<0.2*(1000/'Scenario Setup'!$E$159-10),0,($N199-0.2*(1000/'Scenario Setup'!$E$159-10))^2/($N199+0.8*(1000/'Scenario Setup'!$E$159-10)))","v":{"$error":"#DIV/0!"}},{"$error":"#DIV/0!"},{"$error":"#DIV/0!"},{"$error":"#DIV/0!"},{"$error":"#DIV/0!"}]
[null,null,null,null,null,null,null,null,null,null,null,null,null,0.15,0.10583047525722684,216,{"$f":"IF($N200<0.2*(1000/'Scenario Setup'!$E$159-10),0,($N200-0.2*(1000/'Scenario Setup'!$E$159-10))^2/($N200+0.8*(1000/'Scenario Setup'!$E$159-10)))","v":{"$error":"#DIV/0!"}},{"$error":"#DIV/0!"},{"$error":"#DIV/0!"},{"$error":"#DIV/0!"},{"$error":"#DIV/0!"}]
[null,null,null,null,null,null,null,null,null,null,null,null,null,0.15,0.10632043116119549,217,{"$f":"IF($N201<0.2*(1000/'Scenario Setup'!$E$159-10),0,($N201-0.2*(1000/'Scenario Setup'!$E$159-10))^2/($N201+0.8*(1000/'Scenario Setup'!$E$159-10)))","v":{"$error":"#DIV/0!"}},{"$error":"#DIV/0!"},{"$error":"#DIV/0!"},{"$error":"#DIV/0!"},{"$error":"#DIV/0!"}]
[null,null,null,null,null,null,null,null,null,null,null,null,null,0.15,0.10681038706516413,218,{"$f":"IF($N202<0.2*(1000/'Scenario Setup'!$E$159-10),0,($N202-0.2*(1000/'Scenario Setup'!$E$159-10))^2/($N202+0.8*(1000/'Scenario Setup'!$E$159-10)))","v":{"$error":"#DIV/0!"}},{"$error":"#DIV/0!"},{"$error":"#DIV/0!"},{"$error":"#DIV/0!"},{"$error":"#DIV/0!"}]
[null,null,null,null,null,null,null,null,null,null,null,null,null,0.15,0.10730034296913278,219,{"$f":"IF($N203<0.2*(1000/'Scenario Setup'!$E$159-10),0,($N203-0.2*(1000/'Scenario Setup'!$E$159-10))^2/($N203+0.8*(1000/'Scenario Setup'!$E$159-10)))","v":{"$error":"#DIV/0!"}},{"$error":"#DIV/0!"},{"$error":"#DIV/0!"},{"$error":"#DIV/0!"},{"$error":"#DIV/0!"}]
[null,null,null,null,null,null,null,null,null,null,null,null,null,0.15,0.10779029887310142,220,{"$f":"IF($N204<0.2*(1000/'Scenario Setup'!$E$159-10),0,($N204-0.2*(1000/'Scenario Setup'!$E$159-10))^2/($N204+0.8*(1000/'Scenario Setup'!$E$159-10)))","v":{"$error":"#DIV/0!"}},{"$error":"#DIV/0!"},{"$error":"#DIV/0!"},{"$error":"#DIV/0!"},{"$error":"#DIV/0!"}]
[null,null,null,null,null,null,null,null,null,null,null,null,null,0.15,0.10828025477707007,221,{"$f":"IF($N205<0.2*(1000/'Scenario Setup'!$E$159-10),0,($N205-0.2*(1000/'Scenario Setup'!$E$159-10))^2/($N205+0.8*(1000/'Scenario Setup'!$E$159-10)))","v":{"$error":"#DIV/0!"}},{"$error":"#DIV/0!"},{"$error":"#DIV/0!"},{"$error":"#DIV/0!"},{"$error":"#DIV/0!"}]
[null,null,null,null,null,null,null,null,null,null,null,null,null,0.15,0.1087702106810387,222,{"$f":"IF($N206<0.2*(1000/'Scenario Setup'!$E$159-10),0,($N206-0.2*(1000/'Scenario Setup'!$E$159-10))^2/($N206+0.8*(1000/'Scenario Setup'!$E$159-10)))","v":{"$error":"#DIV/0!"}},{"$error":"#DIV/0!"},{"$error":"#DIV/0!"},{"$error":"#DIV/0!"},{"$error":"#DIV/0!"}]
[null,null,null,null,null,null,null,null,null,null,null,null,null,0.15,0.10926016658500735,223,{"$f":"IF($N207<0.2*(1000/'Scenario Setup'!$E$159-10),0,($N207-0.2*(1000/'Scenario Setup'!$E$159-10))^2/($N207+0.8*(1000/'Scenario Setup'!$E$159-10)))","v":{"$error":"#DIV/0!"}},{"$error":"#DIV/0!"},{"$error":"#DIV/0!"},{"$error":"#DIV/0!"},{"$error":"#DIV/0!"}]
[null,null,null,null,null,null,null,null,null,null,null,null,null,0.15,0.10975012248897599,224,{"$f":"IF($N208<0.2*(1000/'Scenario Setup'!$E$159-10),0,($N208-0.2*(1000/'Scenario Setup'!$E$159-10))^2/($N208+0.8*(1000/'Scenario Setup'!$E$159-10)))","v":{"$error":"#DIV/0!"}},{"$error":"#DIV/0!"},{"$error":"#DIV/0!"},{"$error":"#DIV/0!"},{"$error":"#DIV/0!"}]
[null,null,null,null,null,null,null,null,null,null,null,null,null,0.15,0.11024007839294464,225,{"$f":"IF($N209<0.2*(1000/'Scenario Setup'!$E$159-10),0,($N209-0.2*(1000/'Scenario Setup'!$E$159-10))^2/($N209+0.8*(1000/'Scenario Setup'!$E$159-10)))","v":{"$error":"#DIV/0!"}},{"$error":"#DIV/0!"},{"$error":"#DIV/0!"},{"$error":"#DIV/0!"},{"$error":"#DIV/0!"}]
[null,null,null,null,null,null,null,null,null,null,null,null,null,0.15,0.11073003429691328,226,{"$f":"IF($N210<0.2*(1000/'Scenario Setup'!$E$159-10),0,($N210-0.2*(1000/'Scenario Setup'!$E$159-10))^2/($N210+0.8*(1000/'Scenario Setup'!$E$159-10)))","v":{"$error":"#DIV/0!"}},{"$error":"#DIV/0!"},{"$error":"#DIV/0!"},{"$error":"#DIV/0!"},{"$error":"#DIV/0!"}]
[null,null,null,null,null,null,null,null,null,null,null,null,null,0.15,0.11121999020088193,227,{"$f":"IF($N211<0.2*(1000/'Scenario Setup'!$E$159-10),0,($N211-0.2*(1000/'Scenario Setup'!$E$159-10))^2/($N211+0.8*(1000/'Scenario Setup'!$E$159-10)))","v":{"$error":"#DIV/0!"}},{"$error":"#DIV/0!"},{"$error":"#DIV/0!"},{"$error":"#DIV/0!"},{"$error":"#DIV/0!"}]
[null,null,null,null,null,null,null,null,null,null,null,null,null,0.15,0.11170994610485056,228,{"$f":"IF($N212<0.2*(1000/'Scenario Setup'!$E$159-10),0,($N212-0.2*(1000/'Scenario Setup'!$E$159-10))^2/($N212+0.8*(1000/'Scenario Setup'!$E$159-10)))","v":{"$error":"#DIV/0!"}},{"$error":"#DIV/0!"},{"$error":"#DIV/0!"},{"$error":"#DIV/0!"},{"$error":"#DIV/0!"}]
[null,null,null,null,null,null,null,null,null,null,null,null,null,0.15,0.1121999020088192,229,{"$f":"IF($N213<0.2*(1000/'Scenario Setup'!$E$159-10),0,($N213-0.2*(1000/'Scenario Setup'!$E$159-10))^2/($N213+0.8*(1000/'Scenario Setup'!$E$159-10)))","v":{"$error":"#DIV/0!"}},{"$error":"#DIV/0!"},{"$error":"#DIV/0!"},{"$error":"#DIV/0!"},{"$error":"#DIV/0!"}]
[null,null,null,null,null,null,null,null,null,null,null,null,null,0.15,0.11268985791278785,230,{"$f":"IF($N214<0.2*(1000/'Scenario Setup'!$E$159-10),0,($N214-0.2*(1000/'Scenario Setup'!$E$159-10))^2/($N214+0.8*(1000/'Scenario Setup'!$E$159-10)))","v":{"$error":"#DIV/0!"}},{"$error":"#DIV/0!"},{"$error":"#DIV/0!"},{"$error":"#DIV/0!"},{"$error":"#DIV/0!"}]
[null,null,null,null,null,null,null,null,null,null,null,null,null,0.15,0.11317981381675649,231,{"$f":"IF($N215<0.2*(1000/'Scenario Setup'!$E$159-10),0,($N215-0.2*(1000/'Scenario Setup'!$E$159-10))^2/($N215+0.8*(1000/'Scenario Setup'!$E$159-10)))","v":{"$error":"#DIV/0!"}},{"$error":"#DIV/0!"},{"$error":"#DIV/0!"},{"$error":"#DIV/0!"},{"$error":"#DIV/0!"}]
[null,null,null,null,null,null,null,null,null,null,null,null,null,0.15,0.11366976972072514,232,{"$f":"IF($N216<0.2*(1000/'Scenario Setup'!$E$159-10),0,($N216-0.2*(1000/'Scenario Setup'!$E$159-10))^2/($N216+0.8*(1000/'Scenario Setup'!$E$159-10)))","v":{"$error":"#DIV/0!"}},{"$error":"#DIV/0!"},{"$error":"#DIV/0!"},{"$error":"#DIV/0!"},{"$error":"#DIV/0!"}]
[null,null,null,null,null,null,null,null,null,null,null,null,null,0.15,0.11415972562469377,233,{"$f":"IF($N217<0.2*(1000/'Scenario Setup'!$E$159-10),0,($N217-0.2*(1000/'Scenario Setup'!$E$159-10))^2/($N217+0.8*(1000/'Scenario Setup'!$E$159-10)))","v":{"$error":"#DIV/0!"}},{"$error":"#DIV/0!"},{"$error":"#DIV/0!"},{"$error":"#DIV/0!"},{"$error":"#DIV/0!"}]
[null,null,null,null,null,null,null,null,null,null,null,null,null,0.15,0.11464968152866242,234,{"$f":"IF($N218<0.2*(1000/'Scenario Setup'!$E$159-10),0,($N218-0.2*(1000/'Scenario Setup'!$E$159-10))^2/($N218+0.8*(1000/'Scenario Setup'!$E$159-10)))","v":{"$error":"#DIV/0!"}},{"$error":"#DIV/0!"},{"$error":"#DIV/0!"},{"$error":"#DIV/0!"},{"$error":"#DIV/0!"}]
[null,null,null,null,null,null,null,null,null,null,null,null,null,0.15,0.11513963743263106,235,{"$f":"IF($N219<0.2*(1000/'Scenario Setup'!$E$159-10),0,($N219-0.2*(1000/'Scenario Setup'!$E$159-10))^2/($N219+0.8*(1000/'Scenario Setup'!$E$159-10)))","v":{"$error":"#DIV/0!"}},{"$error":"#DIV/0!"},{"$error":"#DIV/0!"},{"$error":"#DIV/0!"},{"$error":"#DIV/0!"}]
[null,null,null,null,null,null,null,null,null,null,null,null,null,0.15,0.11562959333659971,236,{"$f":"IF($N220<0.2*(1000/'Scenario Setup'!$E$159-10),0,($N220-0.2*(1000/'Scenario Setup'!$E$159-10))^2/($N220+0.8*(1000/'Scenario Setup'!$E$159-10)))","v":{"$error":"#DIV/0!"}},{"$error":"#DIV/0!"},{"$error":"#DIV/0!"},{"$error":"#DIV/0!"},{"$error":"#DIV/0!"}]
[null,null,null,null,null,null,null,null,null,null,null,null,null,0.15,0.11611954924056835,237,{"$f":"IF($N221<0.2*(1000/'Scenario Setup'!$E$159-10),0,($N221-0.2*(1000/'Scenario Setup'!$E$159-10))^2/($N221+0.8*(1000/'Scenario Setup'!$E$159-10)))","v":{"$error":"#DIV/0!"}},{"$error":"#DIV/0!"},{"$error":"#DIV/0!"},{"$error":"#DIV/0!"},{"$error":"#DIV/0!"}]
[null,null,null,null,null,null,null,null,null,null,null,null,null,0.15,0.116609505144537,238,{"$f":"IF($N222<0.2*(1000/'Scenario Setup'!$E$159-10),0,($N222-0.2*(1000/'Scenario Setup'!$E$159-10))^2/($N222+0.8*(1000/'Scenario Setup'!$E$159-10)))","v":{"$error":"#DIV/0!"}},{"$error":"#DIV/0!"},{"$error":"#DIV/0!"},{"$error":"#DIV/0!"},{"$error":"#DIV/0!"}]
[null,null,null,null,null,null,null,null,null,null,null,null,null,0.15,0.11709946104850563,239,{"$f":"IF($N223<0.2*(1000/'Scenario Setup'!$E$159-10),0,($N223-0.2*(1000/'Scenario Setup'!$E$159-10))^2/($N223+0.8*(1000/'Scenario Setup'!$E$159-10)))","v":{"$error":"#DIV/0!"}},{"$error":"#DIV/0!"},{"$error":"#DIV/0!"},{"$error":"#DIV/0!"},{"$error":"#DIV/0!"}]
[null,null,null,null,null,null,null,null,null,null,null,null,null,0.15,0.11758941695247428,240,{"$f":"IF($N224<0.2*(1000/'Scenario Setup'!$E$159-10),0,($N224-0.2*(1000/'Scenario Setup'!$E$159-10))^2/($N224+0.8*(1000/'Scenario Setup'!$E$159-10)))","v":{"$error":"#DIV/0!"}},{"$error":"#DIV/0!"},{"$error":"#DIV/0!"},{"$error":"#DIV/0!"},{"$error":"#DIV/0!"}]
[null,null,null,null,null,null,null,null,null,null,null,null,null,0.15,0.11807937285644292,241,{"$f":"IF($N225<0.2*(1000/'Scenario Setup'!$E$159-10),0,($N225-0.2*(1000/'Scenario Setup'!$E$159-10))^2/($N225+0.8*(1000/'Scenario Setup'!$E$159-10)))","v":{"$error":"#DIV/0!"}},{"$error":"#DIV/0!"},{"$error":"#DIV/0!"},{"$error":"#DIV/0!"},{"$error":"#DIV/0!"}]
[null,null,null,null,null,null,null,null,null,null,null,null,null,0.15,0.11856932876041157,242,{"$f":"IF($N226<0.2*(1000/'Scenario Setup'!$E$159-10),0,($N226-0.2*(1000/'Scenario Setup'!$E$159-10))^2/($N226+0.8*(1000/'Scenario Setup'!$E$159-10)))","v":{"$error":"#DIV/0!"}},{"$error":"#DIV/0!"},{"$error":"#DIV/0!"},{"$error":"#DIV/0!"},{"$error":"#DIV/0!"}]
[null,null,null,null,null,null,null,null,null,null,null,null,null,0.15,0.1190592846643802,243,{"$f":"IF($N227<0.2*(1000/'Scenario Setup'!$E$159-10),0,($N227-0.2*(1000/'Scenario Setup'!$E$159-10))^2/($N227+0.8*(1000/'Scenario Setup'!$E$159-10)))","v":{"$error":"#DIV/0!"}},{"$error":"#DIV/0!"},{"$error":"#DIV/0!"},{"$error":"#DIV/0!"},{"$error":"#DIV/0!"}]
[null,null,null,null,null,null,null,null,null,null,null,null,null,0.15,0.11954924056834886,244,{"$f":"IF($N228<0.2*(1000/'Scenario Setup'!$E$159-10),0,($N228-0.2*(1000/'Scenario Setup'!$E$159-10))^2/($N228+0.8*(1000/'Scenario Setup'!$E$159-10)))","v":{"$error":"#DIV/0!"}},{"$error":"#DIV/0!"},{"$error":"#DIV/0!"},{"$error":"#DIV/0!"},{"$error":"#DIV/0!"}]
[null,null,null,null,null,null,null,null,null,null,null,null,null,0.15,0.12003919647231749,245,{"$f":"IF($N229<0.2*(1000/'Scenario Setup'!$E$159-10),0,($N229-0.2*(1000/'Scenario Setup'!$E$159-10))^2/($N229+0.8*(1000/'Scenario Setup'!$E$159-10)))","v":{"$error":"#DIV/0!"}},{"$error":"#DIV/0!"},{"$error":"#DIV/0!"},{"$error":"#DIV/0!"},{"$error":"#DIV/0!"}]
[null,null,null,null,null,null,null,null,null,null,null,null,null,0.15,0.12052915237628613,246,{"$f":"IF($N230<0.2*(1000/'Scenario Setup'!$E$159-10),0,($N230-0.2*(1000/'Scenario Setup'!$E$159-10))^2/($N230+0.8*(1000/'Scenario Setup'!$E$159-10)))","v":{"$error":"#DIV/0!"}},{"$error":"#DIV/0!"},{"$error":"#DIV/0!"},{"$error":"#DIV/0!"},{"$error":"#DIV/0!"}]
[null,null,null,null,null,null,null,null,null,null,null,null,null,0.15,0.12101910828025478,247,{"$f":"IF($N231<0.2*(1000/'Scenario Setup'!$E$159-10),0,($N231-0.2*(1000/'Scenario Setup'!$E$159-10))^2/($N231+0.8*(1000/'Scenario Setup'!$E$159-10)))","v":{"$error":"#DIV/0!"}},{"$error":"#DIV/0!"},{"$error":"#DIV/0!"},{"$error":"#DIV/0!"},{"$error":"#DIV/0!"}]
[null,null,null,null,null,null,null,null,null,null,null,null,null,0.15,0.12150906418422341,248,{"$f":"IF($N232<0.2*(1000/'Scenario Setup'!$E$159-10),0,($N232-0.2*(1000/'Scenario Setup'!$E$159-10))^2/($N232+0.8*(1000/'Scenario Setup'!$E$159-10)))","v":{"$error":"#DIV/0!"}},{"$error":"#DIV/0!"},{"$error":"#DIV/0!"},{"$error":"#DIV/0!"},{"$error":"#DIV/0!"}]
[null,null,null,null,null,null,null,null,null,null,null,null,null,0.15,0.12199902008819206,249,{"$f":"IF($N233<0.2*(1000/'Scenario Setup'!$E$159-10),0,($N233-0.2*(1000/'Scenario Setup'!$E$159-10))^2/($N233+0.8*(1000/'Scenario Setup'!$E$159-10)))","v":{"$error":"#DIV/0!"}},{"$error":"#DIV/0!"},{"$error":"#DIV/0!"},{"$error":"#DIV/0!"},{"$error":"#DIV/0!"}]
[null,null,null,null,null,null,null,null,null,null,null,null,null,0.15,0.1224889759921607,250,{"$f":"IF($N234<0.2*(1000/'Scenario Setup'!$E$159-10),0,($N234-0.2*(1000/'Scenario Setup'!$E$159-10))^2/($N234+0.8*(1000/'Scenario Setup'!$E$159-10)))","v":{"$error":"#DIV/0!"}},{"$error":"#DIV/0!"},{"$error":"#DIV/0!"},{"$error":"#DIV/0!"},{"$error":"#DIV/0!"}]
[null,null,null,null,null,null,null,null,null,null,null,null,null,0.15,0.12297893189612935,251,{"$f":"IF($N235<0.2*(1000/'Scenario Setup'!$E$159-10),0,($N235-0.2*(1000/'Scenario Setup'!$E$159-10))^2/($N235+0.8*(1000/'Scenario Setup'!$E$159-10)))","v":{"$error":"#DIV/0!"}},{"$error":"#DIV/0!"},{"$error":"#DIV/0!"},{"$error":"#DIV/0!"},{"$error":"#DIV/0!"}]
[null,null,null,null,null,null,null,null,null,null,null,null,null,0.15,0.12346888780009799,252,{"$f":"IF($N236<0.2*(1000/'Scenario Setup'!$E$159-10),0,($N236-0.2*(1000/'Scenario Setup'!$E$159-10))^2/($N236+0.8*(1000/'Scenario Setup'!$E$159-10)))","v":{"$error":"#DIV/0!"}},{"$error":"#DIV/0!"},{"$error":"#DIV/0!"},{"$error":"#DIV/0!"},{"$error":"#DIV/0!"}]
[null,null,null,null,null,null,null,null,null,null,null,null,null,0.15,0.12395884370406664,253,{"$f":"IF($N237<0.2*(1000/'Scenario Setup'!$E$159-10),0,($N237-0.2*(1000/'Scenario Setup'!$E$159-10))^2/($N237+0.8*(1000/'Scenario Setup'!$E$159-10)))","v":{"$error":"#DIV/0!"}},{"$error":"#DIV/0!"},{"$error":"#DIV/0!"},{"$error":"#DIV/0!"},{"$error":"#DIV/0!"}]
[null,null,null,null,null,null,null,null,null,null,null,null,null,0.15,0.12444879960803527,254,{"$f":"IF($N238<0.2*(1000/'Scenario Setup'!$E$159-10),0,($N238-0.2*(1000/'Scenario Setup'!$E$159-10))^2/($N238+0.8*(1000/'Scenario Setup'!$E$159-10)))","v":{"$error":"#DIV/0!"}},{"$error":"#DIV/0!"},{"$error":"#DIV/0!"},{"$error":"#DIV/0!"},{"$error":"#DIV/0!"}]
[null,null,null,null,null,null,null,null,null,null,null,null,null,0.15,0.12493875551200392,255,{"$f":"IF($N239<0.2*(1000/'Scenario Setup'!$E$159-10),0,($N239-0.2*(1000/'Scenario Setup'!$E$159-10))^2/($N239+0.8*(1000/'Scenario Setup'!$E$159-10)))","v":{"$error":"#DIV/0!"}},{"$error":"#DIV/0!"},{"$error":"#DIV/0!"},{"$error":"#DIV/0!"},{"$error":"#DIV/0!"}]
[null,null,null,null,null,null,null,null,null,null,null,null,null,0.15,0.12542871141597256,256,{"$f":"IF($N240<0.2*(1000/'Scenario Setup'!$E$159-10),0,($N240-0.2*(1000/'Scenario Setup'!$E$159-10))^2/($N240+0.8*(1000/'Scenario Setup'!$E$159-10)))","v":{"$error":"#DIV/0!"}},{"$error":"#DIV/0!"},{"$error":"#DIV/0!"},{"$error":"#DIV/0!"},{"$error":"#DIV/0!"}]
[null,null,null,null,null,null,null,null,null,null,null,null,null,0.15,0.1259186673199412,257,{"$f":"IF($N241<0.2*(1000/'Scenario Setup'!$E$159-10),0,($N241-0.2*(1000/'Scenario Setup'!$E$159-10))^2/($N241+0.8*(1000/'Scenario Setup'!$E$159-10)))","v":{"$error":"#DIV/0!"}},{"$error":"#DIV/0!"},{"$error":"#DIV/0!"},{"$error":"#DIV/0!"},{"$error":"#DIV/0!"}]
[null,null,null,null,null,null,null,null,null,null,null,null,null,0.15,0.12640862322390986,258,{"$f":"IF($N242<0.2*(1000/'Scenario Setup'!$E$159-10),0,($N242-0.2*(1000/'Scenario Setup'!$E$159-10))^2/($N242+0.8*(1000/'Scenario Setup'!$E$159-10)))","v":{"$error":"#DIV/0!"}},{"$error":"#DIV/0!"},{"$error":"#DIV/0!"},{"$error":"#DIV/0!"},{"$error":"#DIV/0!"}]
[null,null,null,null,null,null,null,null,null,null,null,null,null,0.15,0.1268985791278785,259,{"$f":"IF($N243<0.2*(1000/'Scenario Setup'!$E$159-10),0,($N243-0.2*(1000/'Scenario Setup'!$E$159-10))^2/($N243+0.8*(1000/'Scenario Setup'!$E$159-10)))","v":{"$error":"#DIV/0!"}},{"$error":"#DIV/0!"},{"$error":"#DIV/0!"},{"$error":"#DIV/0!"},{"$error":"#DIV/0!"}]
[null,null,null,null,null,null,null,null,null,null,null,null,null,0.15,0.12738853503184713,260,{"$f":"IF($N244<0.2*(1000/'Scenario Setup'!$E$159-10),0,($N244-0.2*(1000/'Scenario Setup'!$E$159-10))^2/($N244+0.8*(1000/'Scenario Setup'!$E$159-10)))","v":{"$error":"#DIV/0!"}},{"$error":"#DIV/0!"},{"$error":"#DIV/0!"},{"$error":"#DIV/0!"},{"$error":"#DIV/0!"}]
[null,null,null,null,null,null,null,null,null,null,null,null,null,0.15,0.12787849093581577,261,{"$f":"IF($N245<0.2*(1000/'Scenario Setup'!$E$159-10),0,($N245-0.2*(1000/'Scenario Setup'!$E$159-10))^2/($N245+0.8*(1000/'Scenario Setup'!$E$159-10)))","v":{"$error":"#DIV/0!"}},{"$error":"#DIV/0!"},{"$error":"#DIV/0!"},{"$error":"#DIV/0!"},{"$error":"#DIV/0!"}]
[null,null,null,null,null,null,null,null,null,null,null,null,null,0.15,0.12836844683978441,262,{"$f":"IF($N246<0.2*(1000/'Scenario Setup'!$E$159-10),0,($N246-0.2*(1000/'Scenario Setup'!$E$159-10))^2/($N246+0.8*(1000/'Scenario Setup'!$E$159-10)))","v":{"$error":"#DIV/0!"}},{"$error":"#DIV/0!"},{"$error":"#DIV/0!"},{"$error":"#DIV/0!"},{"$error":"#DIV/0!"}]
[null,null,null,null,null,null,null,null,null,null,null,null,null,0.15,0.12885840274375307,263,{"$f":"IF($N247<0.2*(1000/'Scenario Setup'!$E$159-10),0,($N247-0.2*(1000/'Scenario Setup'!$E$159-10))^2/($N247+0.8*(1000/'Scenario Setup'!$E$159-10)))","v":{"$error":"#DIV/0!"}},{"$error":"#DIV/0!"},{"$error":"#DIV/0!"},{"$error":"#DIV/0!"},{"$error":"#DIV/0!"}]
[null,null,null,null,null,null,null,null,null,null,null,null,null,0.16,0.12934835864772171,264,{"$f":"IF($N248<0.2*(1000/'Scenario Setup'!$E$159-10),0,($N248-0.2*(1000/'Scenario Setup'!$E$159-10))^2/($N248+0.8*(1000/'Scenario Setup'!$E$159-10)))","v":{"$error":"#DIV/0!"}},{"$error":"#DIV/0!"},{"$error":"#DIV/0!"},{"$error":"#DIV/0!"},{"$error":"#DIV/0!"}]
[null,null,null,null,null,null,null,null,null,null,null,null,null,0.16,0.12983831455169034,265,{"$f":"IF($N249<0.2*(1000/'Scenario Setup'!$E$159-10),0,($N249-0.2*(1000/'Scenario Setup'!$E$159-10))^2/($N249+0.8*(1000/'Scenario Setup'!$E$159-10)))","v":{"$error":"#DIV/0!"}},{"$error":"#DIV/0!"},{"$error":"#DIV/0!"},{"$error":"#DIV/0!"},{"$error":"#DIV/0!"}]
[null,null,null,null,null,null,null,null,null,null,null,null,null,0.16,0.13032827045565898,266,{"$f":"IF($N250<0.2*(1000/'Scenario Setup'!$E$159-10),0,($N250-0.2*(1000/'Scenario Setup'!$E$159-10))^2/($N250+0.8*(1000/'Scenario Setup'!$E$159-10)))","v":{"$error":"#DIV/0!"}},{"$error":"#DIV/0!"},{"$error":"#DIV/0!"},{"$error":"#DIV/0!"},{"$error":"#DIV/0!"}]
[null,null,null,null,null,null,null,null,null,null,null,null,null,0.16,0.13081822635962764,267,{"$f":"IF($N251<0.2*(1000/'Scenario Setup'!$E$159-10),0,($N251-0.2*(1000/'Scenario Setup'!$E$159-10))^2/($N251+0.8*(1000/'Scenario Setup'!$E$159-10)))","v":{"$error":"#DIV/0!"}},{"$error":"#DIV/0!"},{"$error":"#DIV/0!"},{"$error":"#DIV/0!"},{"$error":"#DIV/0!"}]
[null,null,null,null,null,null,null,null,null,null,null,null,null,0.16,0.13130818226359628,268,{"$f":"IF($N252<0.2*(1000/'Scenario Setup'!$E$159-10),0,($N252-0.2*(1000/'Scenario Setup'!$E$159-10))^2/($N252+0.8*(1000/'Scenario Setup'!$E$159-10)))","v":{"$error":"#DIV/0!"}},{"$error":"#DIV/0!"},{"$error":"#DIV/0!"},{"$error":"#DIV/0!"},{"$error":"#DIV/0!"}]
[null,null,null,null,null,null,null,null,null,null,null,null,null,0.16,0.13179813816756492,269,{"$f":"IF($N253<0.2*(1000/'Scenario Setup'!$E$159-10),0,($N253-0.2*(1000/'Scenario Setup'!$E$159-10))^2/($N253+0.8*(1000/'Scenario Setup'!$E$159-10)))","v":{"$error":"#DIV/0!"}},{"$error":"#DIV/0!"},{"$error":"#DIV/0!"},{"$error":"#DIV/0!"},{"$error":"#DIV/0!"}]
[null,null,null,null,null,null,null,null,null,null,null,null,null,0.16,0.13228809407153355,270,{"$f":"IF($N254<0.2*(1000/'Scenario Setup'!$E$159-10),0,($N254-0.2*(1000/'Scenario Setup'!$E$159-10))^2/($N254+0.8*(1000/'Scenario Setup'!$E$159-10)))","v":{"$error":"#DIV/0!"}},{"$error":"#DIV/0!"},{"$error":"#DIV/0!"},{"$error":"#DIV/0!"},{"$error":"#DIV/0!"}]
[null,null,null,null,null,null,null,null,null,null,null,null,null,0.16,0.13277804997550222,271,{"$f":"IF($N255<0.2*(1000/'Scenario Setup'!$E$159-10),0,($N255-0.2*(1000/'Scenario Setup'!$E$159-10))^2/($N255+0.8*(1000/'Scenario Setup'!$E$159-10)))","v":{"$error":"#DIV/0!"}},{"$error":"#DIV/0!"},{"$error":"#DIV/0!"},{"$error":"#DIV/0!"},{"$error":"#DIV/0!"}]
[null,null,null,null,null,null,null,null,null,null,null,null,null,0.16,0.13326800587947085,272,{"$f":"IF($N256<0.2*(1000/'Scenario Setup'!$E$159-10),0,($N256-0.2*(1000/'Scenario Setup'!$E$159-10))^2/($N256+0.8*(1000/'Scenario Setup'!$E$159-10)))","v":{"$error":"#DIV/0!"}},{"$error":"#DIV/0!"},{"$error":"#DIV/0!"},{"$error":"#DIV/0!"},{"$error":"#DIV/0!"}]
[null,null,null,null,null,null,null,null,null,null,null,null,null,0.16,0.13375796178343949,273,{"$f":"IF($N257<0.2*(1000/'Scenario Setup'!$E$159-10),0,($N257-0.2*(1000/'Scenario Setup'!$E$159-10))^2/($N257+0.8*(1000/'Scenario Setup'!$E$159-10)))","v":{"$error":"#DIV/0!"}},{"$error":"#DIV/0!"},{"$error":"#DIV/0!"},{"$error":"#DIV/0!"},{"$error":"#DIV/0!"}]
[null,null,null,null,null,null,null,null,null,null,null,null,null,0.16,0.13424791768740812,274,{"$f":"IF($N258<0.2*(1000/'Scenario Setup'!$E$159-10),0,($N258-0.2*(1000/'Scenario Setup'!$E$159-10))^2/($N258+0.8*(1000/'Scenario Setup'!$E$159-10)))","v":{"$error":"#DIV/0!"}},{"$error":"#DIV/0!"},{"$error":"#DIV/0!"},{"$error":"#DIV/0!"},{"$error":"#DIV/0!"}]
[null,null,null,null,null,null,null,null,null,null,null,null,null,0.16,0.13473787359137679,275,{"$f":"IF($N259<0.2*(1000/'Scenario Setup'!$E$159-10),0,($N259-0.2*(1000/'Scenario Setup'!$E$159-10))^2/($N259+0.8*(1000/'Scenario Setup'!$E$159-10)))","v":{"$error":"#DIV/0!"}},{"$error":"#DIV/0!"},{"$error":"#DIV/0!"},{"$error":"#DIV/0!"},{"$error":"#DIV/0!"}]
[null,null,null,null,null,null,null,null,null,null,null,null,null,0.16,0.13522782949534543,276,{"$f":"IF($N260<0.2*(1000/'Scenario Setup'!$E$159-10),0,($N260-0.2*(1000/'Scenario Setup'!$E$159-10))^2/($N260+0.8*(1000/'Scenario Setup'!$E$159-10)))","v":{"$error":"#DIV/0!"}},{"$f":"Q260/SUM(Q$4:Q$2025)","v":{"$error":"#DIV/0!"}},{"$error":"#DIV/0!"},{"$error":"#DIV/0!"},{"$error":"#DIV/0!"}]
[null,null,null,null,null,null,null,null,null,null,null,null,null,0.16,{"$f":"P261/2041","v":0.13571778539931406},277,{"$f":"IF($N261<0.2*(1000/'Scenario Setup'!$E$159-10),0,($N261-0.2*(1000/'Scenario Setup'!$E$159-10))^2/($N261+0.8*(1000/'Scenario Setup'!$E$159-10)))","v":{"$error":"#DIV/0!"}},{"$error":"#DIV/0!"},{"$f":"IF(Q261>0,_xlfn.RANK.EQ(Q261,$Q$4:$Q$2025,1),\"\")","v":{"$error":"#DIV/0!"}},{"$f":"IF(S261=\"\",0,_xlfn.RANK.EQ(S261,$S$4:$S$2025,1))","v":{"$error":"#DIV/0!"}},{"$f":"ROUND(T261/COUNTIFS($Q$4:$Q$2025,\">0\"),2)","v":{"$error":"#DIV/0!"}}]
[null,null,null,null,null,null,null,null,null,null,null,null,null,0.16,0.1362077413032827,278,{"$f":"IF($N262<0.2*(1000/'Scenario Setup'!$E$159-10),0,($N262-0.2*(1000/'Scenario Setup'!$E$159-10))^2/($N262+0.8*(1000/'Scenario Setup'!$E$159-10)))","v":{"$error":"#DIV/0!"}},{"$error":"#DIV/0!"},{"$error":"#DIV/0!"},{"$error":"#DIV/0!"},{"$error":"#DIV/0!"}]
[null,null,null,null,null,null,null,null,null,null,null,null,null,0.16,0.13669769720725133,279,{"$f":"IF($N263<0.2*(1000/'Scenario Setup'!$E$159-10),0,($N263-0.2*(1000/'Scenario Setup'!$E$159-10))^2/($N263+0.8*(1000/'Scenario Setup'!$E$159-10)))","v":{"$error":"#DIV/0!"}},{"$error":"#DIV/0!"},{"$error":"#DIV/0!"},{"$error":"#DIV/0!"},{"$error":"#DIV/0!"}]
[null,null,null,null,null,null,null,null,null,null,null,null,null,0.16,0.13718765311122,280,{"$f":"IF($N264<0.2*(1000/'Scenario Setup'!$E$159-10),0,($N264-0.2*(1000/'Scenario Setup'!$E$159-10))^2/($N264+0.8*(1000/'Scenario Setup'!$E$159-10)))","v":{"$error":"#DIV/0!"}},{"$error":"#DIV/0!"},{"$error":"#DIV/0!"},{"$error":"#DIV/0!"},{"$error":"#DIV/0!"}]
[null,null,null,null,null,null,null,null,null,null,null,null,null,0.16,0.13767760901518863,281,{"$f":"IF($N265<0.2*(1000/'Scenario Setup'!$E$159-10),0,($N265-0.2*(1000/'Scenario Setup'!$E$159-10))^2/($N265+0.8*(1000/'Scenario Setup'!$E$159-10)))","v":{"$error":"#DIV/0!"}},{"$error":"#DIV/0!"},{"$error":"#DIV/0!"},{"$error":"#DIV/0!"},{"$error":"#DIV/0!"}]
[null,null,null,null,null,null,null,null,null,null,null,null,null,0.16,0.13816756491915727,282,{"$f":"IF($N266<0.2*(1000/'Scenario Setup'!$E$159-10),0,($N266-0.2*(1000/'Scenario Setup'!$E$159-10))^2/($N266+0.8*(1000/'Scenario Setup'!$E$159-10)))","v":{"$error":"#DIV/0!"}},{"$error":"#DIV/0!"},{"$error":"#DIV/0!"},{"$error":"#DIV/0!"},{"$error":"#DIV/0!"}]
[null,null,null,null,null,null,null,null,null,null,null,null,null,0.16,0.13865752082312591,283,{"$f":"IF($N267<0.2*(1000/'Scenario Setup'!$E$159-10),0,($N267-0.2*(1000/'Scenario Setup'!$E$159-10))^2/($N267+0.8*(1000/'Scenario Setup'!$E$159-10)))","v":{"$error":"#DIV/0!"}},{"$error":"#DIV/0!"},{"$error":"#DIV/0!"},{"$error":"#DIV/0!"},{"$error":"#DIV/0!"}]
[null,null,null,null,null,null,null,null,null,null,null,null,null,0.16,0.13914747672709457,284,{"$f":"IF($N268<0.2*(1000/'Scenario Setup'!$E$159-10),0,($N268-0.2*(1000/'Scenario Setup'!$E$159-10))^2/($N268+0.8*(1000/'Scenario Setup'!$E$159-10)))","v":{"$error":"#DIV/0!"}},{"$error":"#DIV/0!"},{"$error":"#DIV/0!"},{"$error":"#DIV/0!"},{"$error":"#DIV/0!"}]
[null,null,null,null,null,null,null,null,null,null,null,null,null,0.16,0.13963743263106321,285,{"$f":"IF($N269<0.2*(1000/'Scenario Setup'!$E$159-10),0,($N269-0.2*(1000/'Scenario Setup'!$E$159-10))^2/($N269+0.8*(1000/'Scenario Setup'!$E$159-10)))","v":{"$error":"#DIV/0!"}},{"$error":"#DIV/0!"},{"$error":"#DIV/0!"},{"$error":"#DIV/0!"},{"$error":"#DIV/0!"}]
[null,null,null,null,null,null,null,null,null,null,null,null,null,0.16,0.14012738853503184,286,{"$f":"IF($N270<0.2*(1000/'Scenario Setup'!$E$159-10),0,($N270-0.2*(1000/'Scenario Setup'!$E$159-10))^2/($N270+0.8*(1000/'Scenario Setup'!$E$159-10)))","v":{"$error":"#DIV/0!"}},{"$error":"#DIV/0!"},{"$error":"#DIV/0!"},{"$error":"#DIV/0!"},{"$error":"#DIV/0!"}]
[null,null,null,null,null,null,null,null,null,null,null,null,null,0.16,0.14061734443900048,287,{"$f":"IF($N271<0.2*(1000/'Scenario Setup'!$E$159-10),0,($N271-0.2*(1000/'Scenario Setup'!$E$159-10))^2/($N271+0.8*(1000/'Scenario Setup'!$E$159-10)))","v":{"$error":"#DIV/0!"}},{"$error":"#DIV/0!"},{"$error":"#DIV/0!"},{"$error":"#DIV/0!"},{"$error":"#DIV/0!"}]
[null,null,null,null,null,null,null,null,null,null,null,null,null,0.16,0.14110730034296914,288,{"$f":"IF($N272<0.2*(1000/'Scenario Setup'!$E$159-10),0,($N272-0.2*(1000/'Scenario Setup'!$E$159-10))^2/($N272+0.8*(1000/'Scenario Setup'!$E$159-10)))","v":{"$error":"#DIV/0!"}},{"$error":"#DIV/0!"},{"$error":"#DIV/0!"},{"$error":"#DIV/0!"},{"$error":"#DIV/0!"}]
[null,null,null,null,null,null,null,null,null,null,null,null,null,0.16,0.14159725624693778,289,{"$f":"IF($N273<0.2*(1000/'Scenario Setup'!$E$159-10),0,($N273-0.2*(1000/'Scenario Setup'!$E$159-10))^2/($N273+0.8*(1000/'Scenario Setup'!$E$159-10)))","v":{"$error":"#DIV/0!"}},{"$error":"#DIV/0!"},{"$error":"#DIV/0!"},{"$error":"#DIV/0!"},{"$error":"#DIV/0!"}]
[null,null,null,null,null,null,null,null,null,null,null,null,null,0.16,0.14208721215090642,290,{"$f":"IF($N274<0.2*(1000/'Scenario Setup'!$E$159-10),0,($N274-0.2*(1000/'Scenario Setup'!$E$159-10))^2/($N274+0.8*(1000/'Scenario Setup'!$E$159-10)))","v":{"$error":"#DIV/0!"}},{"$error":"#DIV/0!"},{"$error":"#DIV/0!"},{"$error":"#DIV/0!"},{"$error":"#DIV/0!"}]
[null,null,null,null,null,null,null,null,null,null,null,null,null,0.16,0.14257716805487505,291,{"$f":"IF($N275<0.2*(1000/'Scenario Setup'!$E$159-10),0,($N275-0.2*(1000/'Scenario Setup'!$E$159-10))^2/($N275+0.8*(1000/'Scenario Setup'!$E$159-10)))","v":{"$error":"#DIV/0!"}},{"$error":"#DIV/0!"},{"$error":"#DIV/0!"},{"$error":"#DIV/0!"},{"$error":"#DIV/0!"}]
[null,null,null,null,null,null,null,null,null,null,null,null,null,0.16,0.14306712395884372,292,{"$f":"IF($N276<0.2*(1000/'Scenario Setup'!$E$159-10),0,($N276-0.2*(1000/'Scenario Setup'!$E$159-10))^2/($N276+0.8*(1000/'Scenario Setup'!$E$159-10)))","v":{"$error":"#DIV/0!"}},{"$error":"#DIV/0!"},{"$error":"#DIV/0!"},{"$error":"#DIV/0!"},{"$error":"#DIV/0!"}]
[null,null,null,null,null,null,null,null,null,null,null,null,null,0.16,0.14355707986281235,293,{"$f":"IF($N277<0.2*(1000/'Scenario Setup'!$E$159-10),0,($N277-0.2*(1000/'Scenario Setup'!$E$159-10))^2/($N277+0.8*(1000/'Scenario Setup'!$E$159-10)))","v":{"$error":"#DIV/0!"}},{"$error":"#DIV/0!"},{"$error":"#DIV/0!"},{"$error":"#DIV/0!"},{"$error":"#DIV/0!"}]
[null,null,null,null,null,null,null,null,null,null,null,null,null,0.16,0.14404703576678099,294,{"$f":"IF($N278<0.2*(1000/'Scenario Setup'!$E$159-10),0,($N278-0.2*(1000/'Scenario Setup'!$E$159-10))^2/($N278+0.8*(1000/'Scenario Setup'!$E$159-10)))","v":{"$error":"#DIV/0!"}},{"$error":"#DIV/0!"},{"$error":"#DIV/0!"},{"$error":"#DIV/0!"},{"$error":"#DIV/0!"}]
[null,null,null,null,null,null,null,null,null,null,null,null,null,0.16,0.14453699167074963,295,{"$f":"IF($N279<0.2*(1000/'Scenario Setup'!$E$159-10),0,($N279-0.2*(1000/'Scenario Setup'!$E$159-10))^2/($N279+0.8*(1000/'Scenario Setup'!$E$159-10)))","v":{"$error":"#DIV/0!"}},{"$error":"#DIV/0!"},{"$error":"#DIV/0!"},{"$error":"#DIV/0!"},{"$error":"#DIV/0!"}]
[null,null,null,null,null,null,null,null,null,null,null,null,null,0.16,0.14502694757471826,296,{"$f":"IF($N280<0.2*(1000/'Scenario Setup'!$E$159-10),0,($N280-0.2*(1000/'Scenario Setup'!$E$159-10))^2/($N280+0.8*(1000/'Scenario Setup'!$E$159-10)))","v":{"$error":"#DIV/0!"}},{"$error":"#DIV/0!"},{"$error":"#DIV/0!"},{"$error":"#DIV/0!"},{"$error":"#DIV/0!"}]
[null,null,null,null,null,null,null,null,null,null,null,null,null,0.16,0.14551690347868693,297,{"$f":"IF($N281<0.2*(1000/'Scenario Setup'!$E$159-10),0,($N281-0.2*(1000/'Scenario Setup'!$E$159-10))^2/($N281+0.8*(1000/'Scenario Setup'!$E$159-10)))","v":{"$error":"#DIV/0!"}},{"$error":"#DIV/0!"},{"$error":"#DIV/0!"},{"$error":"#DIV/0!"},{"$error":"#DIV/0!"}]
[null,null,null,null,null,null,null,null,null,null,null,null,null,0.16,0.14600685938265556,298,{"$f":"IF($N282<0.2*(1000/'Scenario Setup'!$E$159-10),0,($N282-0.2*(1000/'Scenario Setup'!$E$159-10))^2/($N282+0.8*(1000/'Scenario Setup'!$E$159-10)))","v":{"$error":"#DIV/0!"}},{"$error":"#DIV/0!"},{"$error":"#DIV/0!"},{"$error":"#DIV/0!"},{"$error":"#DIV/0!"}]
[null,null,null,null,null,null,null,null,null,null,null,null,null,0.16,0.1464968152866242,299,{"$f":"IF($N283<0.2*(1000/'Scenario Setup'!$E$159-10),0,($N283-0.2*(1000/'Scenario Setup'!$E$159-10))^2/($N283+0.8*(1000/'Scenario Setup'!$E$159-10)))","v":{"$error":"#DIV/0!"}},{"$error":"#DIV/0!"},{"$error":"#DIV/0!"},{"$error":"#DIV/0!"},{"$error":"#DIV/0!"}]
[null,null,null,null,null,null,null,null,null,null,null,null,null,0.16,0.14698677119059284,300,{"$f":"IF($N284<0.2*(1000/'Scenario Setup'!$E$159-10),0,($N284-0.2*(1000/'Scenario Setup'!$E$159-10))^2/($N284+0.8*(1000/'Scenario Setup'!$E$159-10)))","v":{"$error":"#DIV/0!"}},{"$error":"#DIV/0!"},{"$error":"#DIV/0!"},{"$error":"#DIV/0!"},{"$error":"#DIV/0!"}]
[null,null,null,null,null,null,null,null,null,null,null,null,null,0.16,0.1474767270945615,301,{"$f":"IF($N285<0.2*(1000/'Scenario Setup'!$E$159-10),0,($N285-0.2*(1000/'Scenario Setup'!$E$159-10))^2/($N285+0.8*(1000/'Scenario Setup'!$E$159-10)))","v":{"$error":"#DIV/0!"}},{"$error":"#DIV/0!"},{"$error":"#DIV/0!"},{"$error":"#DIV/0!"},{"$error":"#DIV/0!"}]
[null,null,null,null,null,null,null,null,null,null,null,null,null,0.16,0.14796668299853014,302,{"$f":"IF($N286<0.2*(1000/'Scenario Setup'!$E$159-10),0,($N286-0.2*(1000/'Scenario Setup'!$E$159-10))^2/($N286+0.8*(1000/'Scenario Setup'!$E$159-10)))","v":{"$error":"#DIV/0!"}},{"$error":"#DIV/0!"},{"$error":"#DIV/0!"},{"$error":"#DIV/0!"},{"$error":"#DIV/0!"}]
[null,null,null,null,null,null,null,null,null,null,null,null,null,0.16,0.14845663890249877,303,{"$f":"IF($N287<0.2*(1000/'Scenario Setup'!$E$159-10),0,($N287-0.2*(1000/'Scenario Setup'!$E$159-10))^2/($N287+0.8*(1000/'Scenario Setup'!$E$159-10)))","v":{"$error":"#DIV/0!"}},{"$error":"#DIV/0!"},{"$error":"#DIV/0!"},{"$error":"#DIV/0!"},{"$error":"#DIV/0!"}]
[null,null,null,null,null,null,null,null,null,null,null,null,null,0.16,0.14894659480646741,304,{"$f":"IF($N288<0.2*(1000/'Scenario Setup'!$E$159-10),0,($N288-0.2*(1000/'Scenario Setup'!$E$159-10))^2/($N288+0.8*(1000/'Scenario Setup'!$E$159-10)))","v":{"$error":"#DIV/0!"}},{"$error":"#DIV/0!"},{"$error":"#DIV/0!"},{"$error":"#DIV/0!"},{"$error":"#DIV/0!"}]
[null,null,null,null,null,null,null,null,null,null,null,null,null,0.16,0.14943655071043607,305,{"$f":"IF($N289<0.2*(1000/'Scenario Setup'!$E$159-10),0,($N289-0.2*(1000/'Scenario Setup'!$E$159-10))^2/($N289+0.8*(1000/'Scenario Setup'!$E$159-10)))","v":{"$error":"#DIV/0!"}},{"$error":"#DIV/0!"},{"$error":"#DIV/0!"},{"$error":"#DIV/0!"},{"$error":"#DIV/0!"}]
[null,null,null,null,null,null,null,null,null,null,null,null,null,0.17,0.14992650661440471,306,{"$f":"IF($N290<0.2*(1000/'Scenario Setup'!$E$159-10),0,($N290-0.2*(1000/'Scenario Setup'!$E$159-10))^2/($N290+0.8*(1000/'Scenario Setup'!$E$159-10)))","v":{"$error":"#DIV/0!"}},{"$error":"#DIV/0!"},{"$error":"#DIV/0!"},{"$error":"#DIV/0!"},{"$error":"#DIV/0!"}]
[null,null,null,null,null,null,null,null,null,null,null,null,null,0.17,0.15041646251837335,307,{"$f":"IF($N291<0.2*(1000/'Scenario Setup'!$E$159-10),0,($N291-0.2*(1000/'Scenario Setup'!$E$159-10))^2/($N291+0.8*(1000/'Scenario Setup'!$E$159-10)))","v":{"$error":"#DIV/0!"}},{"$error":"#DIV/0!"},{"$error":"#DIV/0!"},{"$error":"#DIV/0!"},{"$error":"#DIV/0!"}]
[null,null,null,null,null,null,null,null,null,null,null,null,null,0.17,0.15090641842234198,308,{"$f":"IF($N292<0.2*(1000/'Scenario Setup'!$E$159-10),0,($N292-0.2*(1000/'Scenario Setup'!$E$159-10))^2/($N292+0.8*(1000/'Scenario Setup'!$E$159-10)))","v":{"$error":"#DIV/0!"}},{"$error":"#DIV/0!"},{"$error":"#DIV/0!"},{"$error":"#DIV/0!"},{"$error":"#DIV/0!"}]
[null,null,null,null,null,null,null,null,null,null,null,null,null,0.17,0.15139637432631065,309,{"$f":"IF($N293<0.2*(1000/'Scenario Setup'!$E$159-10),0,($N293-0.2*(1000/'Scenario Setup'!$E$159-10))^2/($N293+0.8*(1000/'Scenario Setup'!$E$159-10)))","v":{"$error":"#DIV/0!"}},{"$error":"#DIV/0!"},{"$error":"#DIV/0!"},{"$error":"#DIV/0!"},{"$error":"#DIV/0!"}]
[null,null,null,null,null,null,null,null,null,null,null,null,null,0.17,0.15188633023027928,310,{"$f":"IF($N294<0.2*(1000/'Scenario Setup'!$E$159-10),0,($N294-0.2*(1000/'Scenario Setup'!$E$159-10))^2/($N294+0.8*(1000/'Scenario Setup'!$E$159-10)))","v":{"$error":"#DIV/0!"}},{"$error":"#DIV/0!"},{"$error":"#DIV/0!"},{"$error":"#DIV/0!"},{"$error":"#DIV/0!"}]
[null,null,null,null,null,null,null,null,null,null,null,null,null,0.17,0.15237628613424792,311,{"$f":"IF($N295<0.2*(1000/'Scenario Setup'!$E$159-10),0,($N295-0.2*(1000/'Scenario Setup'!$E$159-10))^2/($N295+0.8*(1000/'Scenario Setup'!$E$159-10)))","v":{"$error":"#DIV/0!"}},{"$error":"#DIV/0!"},{"$error":"#DIV/0!"},{"$error":"#DIV/0!"},{"$error":"#DIV/0!"}]
[null,null,null,null,null,null,null,null,null,null,null,null,null,0.17,0.15286624203821655,312,{"$f":"IF($N296<0.2*(1000/'Scenario Setup'!$E$159-10),0,($N296-0.2*(1000/'Scenario Setup'!$E$159-10))^2/($N296+0.8*(1000/'Scenario Setup'!$E$159-10)))","v":{"$error":"#DIV/0!"}},{"$error":"#DIV/0!"},{"$error":"#DIV/0!"},{"$error":"#DIV/0!"},{"$error":"#DIV/0!"}]
[null,null,null,null,null,null,null,null,null,null,null,null,null,0.17,0.15335619794218519,313,{"$f":"IF($N297<0.2*(1000/'Scenario Setup'!$E$159-10),0,($N297-0.2*(1000/'Scenario Setup'!$E$159-10))^2/($N297+0.8*(1000/'Scenario Setup'!$E$159-10)))","v":{"$error":"#DIV/0!"}},{"$error":"#DIV/0!"},{"$error":"#DIV/0!"},{"$error":"#DIV/0!"},{"$error":"#DIV/0!"}]
[null,null,null,null,null,null,null,null,null,null,null,null,null,0.17,0.15384615384615385,314,{"$f":"IF($N298<0.2*(1000/'Scenario Setup'!$E$159-10),0,($N298-0.2*(1000/'Scenario Setup'!$E$159-10))^2/($N298+0.8*(1000/'Scenario Setup'!$E$159-10)))","v":{"$error":"#DIV/0!"}},{"$error":"#DIV/0!"},{"$error":"#DIV/0!"},{"$error":"#DIV/0!"},{"$error":"#DIV/0!"}]
[null,null,null,null,null,null,null,null,null,null,null,null,null,0.17,0.15433610975012249,315,{"$f":"IF($N299<0.2*(1000/'Scenario Setup'!$E$159-10),0,($N299-0.2*(1000/'Scenario Setup'!$E$159-10))^2/($N299+0.8*(1000/'Scenario Setup'!$E$159-10)))","v":{"$error":"#DIV/0!"}},{"$error":"#DIV/0!"},{"$error":"#DIV/0!"},{"$error":"#DIV/0!"},{"$error":"#DIV/0!"}]
[null,null,null,null,null,null,null,null,null,null,null,null,null,0.17,0.15482606565409113,316,{"$f":"IF($N300<0.2*(1000/'Scenario Setup'!$E$159-10),0,($N300-0.2*(1000/'Scenario Setup'!$E$159-10))^2/($N300+0.8*(1000/'Scenario Setup'!$E$159-10)))","v":{"$error":"#DIV/0!"}},{"$error":"#DIV/0!"},{"$error":"#DIV/0!"},{"$error":"#DIV/0!"},{"$error":"#DIV/0!"}]
[null,null,null,null,null,null,null,null,null,null,null,null,null,0.17,0.15531602155805976,317,{"$f":"IF($N301<0.2*(1000/'Scenario Setup'!$E$159-10),0,($N301-0.2*(1000/'Scenario Setup'!$E$159-10))^2/($N301+0.8*(1000/'Scenario Setup'!$E$159-10)))","v":{"$error":"#DIV/0!"}},{"$error":"#DIV/0!"},{"$error":"#DIV/0!"},{"$error":"#DIV/0!"},{"$error":"#DIV/0!"}]
[null,null,null,null,null,null,null,null,null,null,null,null,null,0.17,0.15580597746202843,318,{"$f":"IF($N302<0.2*(1000/'Scenario Setup'!$E$159-10),0,($N302-0.2*(1000/'Scenario Setup'!$E$159-10))^2/($N302+0.8*(1000/'Scenario Setup'!$E$159-10)))","v":{"$error":"#DIV/0!"}},{"$error":"#DIV/0!"},{"$error":"#DIV/0!"},{"$error":"#DIV/0!"},{"$error":"#DIV/0!"}]
[null,null,null,null,null,null,null,null,null,null,null,null,null,0.17,0.15629593336599706,319,{"$f":"IF($N303<0.2*(1000/'Scenario Setup'!$E$159-10),0,($N303-0.2*(1000/'Scenario Setup'!$E$159-10))^2/($N303+0.8*(1000/'Scenario Setup'!$E$159-10)))","v":{"$error":"#DIV/0!"}},{"$error":"#DIV/0!"},{"$error":"#DIV/0!"},{"$error":"#DIV/0!"},{"$error":"#DIV/0!"}]
[null,null,null,null,null,null,null,null,null,null,null,null,null,0.17,0.1567858892699657,320,{"$f":"IF($N304<0.2*(1000/'Scenario Setup'!$E$159-10),0,($N304-0.2*(1000/'Scenario Setup'!$E$159-10))^2/($N304+0.8*(1000/'Scenario Setup'!$E$159-10)))","v":{"$error":"#DIV/0!"}},{"$error":"#DIV/0!"},{"$error":"#DIV/0!"},{"$error":"#DIV/0!"},{"$error":"#DIV/0!"}]
[null,null,null,null,null,null,null,null,null,null,null,null,null,0.17,0.15727584517393434,321,{"$f":"IF($N305<0.2*(1000/'Scenario Setup'!$E$159-10),0,($N305-0.2*(1000/'Scenario Setup'!$E$159-10))^2/($N305+0.8*(1000/'Scenario Setup'!$E$159-10)))","v":{"$error":"#DIV/0!"}},{"$error":"#DIV/0!"},{"$error":"#DIV/0!"},{"$error":"#DIV/0!"},{"$error":"#DIV/0!"}]
[null,null,null,null,null,null,null,null,null,null,null,null,null,0.17,0.157765801077903,322,{"$f":"IF($N306<0.2*(1000/'Scenario Setup'!$E$159-10),0,($N306-0.2*(1000/'Scenario Setup'!$E$159-10))^2/($N306+0.8*(1000/'Scenario Setup'!$E$159-10)))","v":{"$error":"#DIV/0!"}},{"$error":"#DIV/0!"},{"$error":"#DIV/0!"},{"$error":"#DIV/0!"},{"$error":"#DIV/0!"}]
[null,null,null,null,null,null,null,null,null,null,null,null,null,0.17,0.15825575698187164,323,{"$f":"IF($N307<0.2*(1000/'Scenario Setup'!$E$159-10),0,($N307-0.2*(1000/'Scenario Setup'!$E$159-10))^2/($N307+0.8*(1000/'Scenario Setup'!$E$159-10)))","v":{"$error":"#DIV/0!"}},{"$error":"#DIV/0!"},{"$error":"#DIV/0!"},{"$error":"#DIV/0!"},{"$error":"#DIV/0!"}]
[null,null,null,null,null,null,null,null,null,null,null,null,null,0.17,0.15874571288584027,324,{"$f":"IF($N308<0.2*(1000/'Scenario Setup'!$E$159-10),0,($N308-0.2*(1000/'Scenario Setup'!$E$159-10))^2/($N308+0.8*(1000/'Scenario Setup'!$E$159-10)))","v":{"$error":"#DIV/0!"}},{"$error":"#DIV/0!"},{"$error":"#DIV/0!"},{"$error":"#DIV/0!"},{"$error":"#DIV/0!"}]
[null,null,null,null,null,null,null,null,null,null,null,null,null,0.17,0.15923566878980891,325,{"$f":"IF($N309<0.2*(1000/'Scenario Setup'!$E$159-10),0,($N309-0.2*(1000/'Scenario Setup'!$E$159-10))^2/($N309+0.8*(1000/'Scenario Setup'!$E$159-10)))","v":{"$error":"#DIV/0!"}},{"$error":"#DIV/0!"},{"$error":"#DIV/0!"},{"$error":"#DIV/0!"},{"$error":"#DIV/0!"}]
[null,null,null,null,null,null,null,null,null,null,null,null,null,0.17,0.15972562469377757,326,{"$f":"IF($N310<0.2*(1000/'Scenario Setup'!$E$159-10),0,($N310-0.2*(1000/'Scenario Setup'!$E$159-10))^2/($N310+0.8*(1000/'Scenario Setup'!$E$159-10)))","v":{"$error":"#DIV/0!"}},{"$error":"#DIV/0!"},{"$error":"#DIV/0!"},{"$error":"#DIV/0!"},{"$error":"#DIV/0!"}]
[null,null,null,null,null,null,null,null,null,null,null,null,null,0.17,0.16021558059774621,327,{"$f":"IF($N311<0.2*(1000/'Scenario Setup'!$E$159-10),0,($N311-0.2*(1000/'Scenario Setup'!$E$159-10))^2/($N311+0.8*(1000/'Scenario Setup'!$E$159-10)))","v":{"$error":"#DIV/0!"}},{"$error":"#DIV/0!"},{"$error":"#DIV/0!"},{"$error":"#DIV/0!"},{"$error":"#DIV/0!"}]
[null,null,null,null,null,null,null,null,null,null,null,null,null,0.17,0.16070553650171485,328,{"$f":"IF($N312<0.2*(1000/'Scenario Setup'!$E$159-10),0,($N312-0.2*(1000/'Scenario Setup'!$E$159-10))^2/($N312+0.8*(1000/'Scenario Setup'!$E$159-10)))","v":{"$error":"#DIV/0!"}},{"$error":"#DIV/0!"},{"$error":"#DIV/0!"},{"$error":"#DIV/0!"},{"$error":"#DIV/0!"}]
[null,null,null,null,null,null,null,null,null,null,null,null,null,0.17,0.16119549240568348,329,{"$f":"IF($N313<0.2*(1000/'Scenario Setup'!$E$159-10),0,($N313-0.2*(1000/'Scenario Setup'!$E$159-10))^2/($N313+0.8*(1000/'Scenario Setup'!$E$159-10)))","v":{"$error":"#DIV/0!"}},{"$error":"#DIV/0!"},{"$error":"#DIV/0!"},{"$error":"#DIV/0!"},{"$error":"#DIV/0!"}]
[null,null,null,null,null,null,null,null,null,null,null,null,null,0.17,0.16168544830965212,330,{"$f":"IF($N314<0.2*(1000/'Scenario Setup'!$E$159-10),0,($N314-0.2*(1000/'Scenario Setup'!$E$159-10))^2/($N314+0.8*(1000/'Scenario Setup'!$E$159-10)))","v":{"$error":"#DIV/0!"}},{"$error":"#DIV/0!"},{"$error":"#DIV/0!"},{"$error":"#DIV/0!"},{"$error":"#DIV/0!"}]
[null,null,null,null,null,null,null,null,null,null,null,null,null,0.17,0.16217540421362078,331,{"$f":"IF($N315<0.2*(1000/'Scenario Setup'!$E$159-10),0,($N315-0.2*(1000/'Scenario Setup'!$E$159-10))^2/($N315+0.8*(1000/'Scenario Setup'!$E$159-10)))","v":{"$error":"#DIV/0!"}},{"$error":"#DIV/0!"},{"$error":"#DIV/0!"},{"$error":"#DIV/0!"},{"$error":"#DIV/0!"}]
[null,null,null,null,null,null,null,null,null,null,null,null,null,0.17,0.16266536011758942,332,{"$f":"IF($N316<0.2*(1000/'Scenario Setup'!$E$159-10),0,($N316-0.2*(1000/'Scenario Setup'!$E$159-10))^2/($N316+0.8*(1000/'Scenario Setup'!$E$159-10)))","v":{"$error":"#DIV/0!"}},{"$error":"#DIV/0!"},{"$error":"#DIV/0!"},{"$error":"#DIV/0!"},{"$error":"#DIV/0!"}]
[null,null,null,null,null,null,null,null,null,null,null,null,null,0.17,0.16315531602155806,333,{"$f":"IF($N317<0.2*(1000/'Scenario Setup'!$E$159-10),0,($N317-0.2*(1000/'Scenario Setup'!$E$159-10))^2/($N317+0.8*(1000/'Scenario Setup'!$E$159-10)))","v":{"$error":"#DIV/0!"}},{"$error":"#DIV/0!"},{"$error":"#DIV/0!"},{"$error":"#DIV/0!"},{"$error":"#DIV/0!"}]
[null,null,null,null,null,null,null,null,null,null,null,null,null,0.17,0.16364527192552669,334,{"$f":"IF($N318<0.2*(1000/'Scenario Setup'!$E$159-10),0,($N318-0.2*(1000/'Scenario Setup'!$E$159-10))^2/($N318+0.8*(1000/'Scenario Setup'!$E$159-10)))","v":{"$error":"#DIV/0!"}},{"$error":"#DIV/0!"},{"$error":"#DIV/0!"},{"$error":"#DIV/0!"},{"$error":"#DIV/0!"}]
[null,null,null,null,null,null,null,null,null,null,null,null,null,0.17,0.16413522782949536,335,{"$f":"IF($N319<0.2*(1000/'Scenario Setup'!$E$159-10),0,($N319-0.2*(1000/'Scenario Setup'!$E$159-10))^2/($N319+0.8*(1000/'Scenario Setup'!$E$159-10)))","v":{"$error":"#DIV/0!"}},{"$error":"#DIV/0!"},{"$error":"#DIV/0!"},{"$error":"#DIV/0!"},{"$error":"#DIV/0!"}]
[null,null,null,null,null,null,null,null,null,null,null,null,null,0.17,0.16462518373346399,336,{"$f":"IF($N320<0.2*(1000/'Scenario Setup'!$E$159-10),0,($N320-0.2*(1000/'Scenario Setup'!$E$159-10))^2/($N320+0.8*(1000/'Scenario Setup'!$E$159-10)))","v":{"$error":"#DIV/0!"}},{"$error":"#DIV/0!"},{"$error":"#DIV/0!"},{"$error":"#DIV/0!"},{"$error":"#DIV/0!"}]
[null,null,null,null,null,null,null,null,null,null,null,null,null,0.17,0.16511513963743263,337,{"$f":"IF($N321<0.2*(1000/'Scenario Setup'!$E$159-10),0,($N321-0.2*(1000/'Scenario Setup'!$E$159-10))^2/($N321+0.8*(1000/'Scenario Setup'!$E$159-10)))","v":{"$error":"#DIV/0!"}},{"$error":"#DIV/0!"},{"$error":"#DIV/0!"},{"$error":"#DIV/0!"},{"$error":"#DIV/0!"}]
[null,null,null,null,null,null,null,null,null,null,null,null,null,0.17,0.16560509554140126,338,{"$f":"IF($N322<0.2*(1000/'Scenario Setup'!$E$159-10),0,($N322-0.2*(1000/'Scenario Setup'!$E$159-10))^2/($N322+0.8*(1000/'Scenario Setup'!$E$159-10)))","v":{"$error":"#DIV/0!"}},{"$error":"#DIV/0!"},{"$error":"#DIV/0!"},{"$error":"#DIV/0!"},{"$error":"#DIV/0!"}]
[null,null,null,null,null,null,null,null,null,null,null,null,null,0.17,0.16609505144536993,339,{"$f":"IF($N323<0.2*(1000/'Scenario Setup'!$E$159-10),0,($N323-0.2*(1000/'Scenario Setup'!$E$159-10))^2/($N323+0.8*(1000/'Scenario Setup'!$E$159-10)))","v":{"$error":"#DIV/0!"}},{"$error":"#DIV/0!"},{"$error":"#DIV/0!"},{"$error":"#DIV/0!"},{"$error":"#DIV/0!"}]
[null,null,null,null,null,null,null,null,null,null,null,null,null,0.17,0.16658500734933857,340,{"$f":"IF($N324<0.2*(1000/'Scenario Setup'!$E$159-10),0,($N324-0.2*(1000/'Scenario Setup'!$E$159-10))^2/($N324+0.8*(1000/'Scenario Setup'!$E$159-10)))","v":{"$error":"#DIV/0!"}},{"$f":"Q324/SUM(Q$4:Q$2025)","v":{"$error":"#DIV/0!"}},{"$error":"#DIV/0!"},{"$error":"#DIV/0!"},{"$error":"#DIV/0!"}]
[null,null,null,null,null,null,null,null,null,null,null,null,null,0.17,{"$f":"P325/2041","v":0.1670749632533072},341,{"$f":"IF($N325<0.2*(1000/'Scenario Setup'!$E$159-10),0,($N325-0.2*(1000/'Scenario Setup'!$E$159-10))^2/($N325+0.8*(1000/'Scenario Setup'!$E$159-10)))","v":{"$error":"#DIV/0!"}},{"$error":"#DIV/0!"},{"$f":"IF(Q325>0,_xlfn.RANK.EQ(Q325,$Q$4:$Q$2025,1),\"\")","v":{"$error":"#DIV/0!"}},{"$f":"IF(S325=\"\",0,_xlfn.RANK.EQ(S325,$S$4:$S$2025,1))","v":{"$error":"#DIV/0!"}},{"$f":"ROUND(T325/COUNTIFS($Q$4:$Q$2025,\">0\"),2)","v":{"$error":"#DIV/0!"}}]
[null,null,null,null,null,null,null,null,null,null,null,null,null,0.17,0.16756491915727584,342,{"$f":"IF($N326<0.2*(1000/'Scenario Setup'!$E$159-10),0,($N326-0.2*(1000/'Scenario Setup'!$E$159-10))^2/($N326+0.8*(1000/'Scenario Setup'!$E$159-10)))","v":{"$error":"#DIV/0!"}},{"$error":"#DIV/0!"},{"$error":"#DIV/0!"},{"$error":"#DIV/0!"},{"$error":"#DIV/0!"}]
[null,null,null,null,null,null,null,null,null,null,null,null,null,0.17,0.16805487506124447,343,{"$f":"IF($N327<0.2*(1000/'Scenario Setup'!$E$159-10),0,($N327-0.2*(1000/'Scenario Setup'!$E$159-10))^2/($N327+0.8*(1000/'Scenario Setup'!$E$159-10)))","v":{"$error":"#DIV/0!"}},{"$error":"#DIV/0!"},{"$error":"#DIV/0!"},{"$error":"#DIV/0!"},{"$error":"#DIV/0!"}]
[null,null,null,null,null,null,null,null,null,null,null,null,null,0.17,0.16854483096521314,344,{"$f":"IF($N328<0.2*(1000/'Scenario Setup'!$E$159-10),0,($N328-0.2*(1000/'Scenario Setup'!$E$159-10))^2/($N328+0.8*(1000/'Scenario Setup'!$E$159-10)))","v":{"$error":"#DIV/0!"}},{"$error":"#DIV/0!"},{"$error":"#DIV/0!"},{"$error":"#DIV/0!"},{"$error":"#DIV/0!"}]
[null,null,null,null,null,null,null,null,null,null,null,null,null,0.17,0.16903478686918177,345,{"$f":"IF($N329<0.2*(1000/'Scenario Setup'!$E$159-10),0,($N329-0.2*(1000/'Scenario Setup'!$E$159-10))^2/($N329+0.8*(1000/'Scenario Setup'!$E$159-10)))","v":{"$error":"#DIV/0!"}},{"$error":"#DIV/0!"},{"$error":"#DIV/0!"},{"$error":"#DIV/0!"},{"$error":"#DIV/0!"}]
[null,null,null,null,null,null,null,null,null,null,null,null,null,0.18,0.16952474277315041,346,{"$f":"IF($N330<0.2*(1000/'Scenario Setup'!$E$159-10),0,($N330-0.2*(1000/'Scenario Setup'!$E$159-10))^2/($N330+0.8*(1000/'Scenario Setup'!$E$159-10)))","v":{"$error":"#DIV/0!"}},{"$error":"#DIV/0!"},{"$error":"#DIV/0!"},{"$error":"#DIV/0!"},{"$error":"#DIV/0!"}]
[null,null,null,null,null,null,null,null,null,null,null,null,null,0.18,0.17001469867711905,347,{"$f":"IF($N331<0.2*(1000/'Scenario Setup'!$E$159-10),0,($N331-0.2*(1000/'Scenario Setup'!$E$159-10))^2/($N331+0.8*(1000/'Scenario Setup'!$E$159-10)))","v":{"$error":"#DIV/0!"}},{"$error":"#DIV/0!"},{"$error":"#DIV/0!"},{"$error":"#DIV/0!"},{"$error":"#DIV/0!"}]
[null,null,null,null,null,null,null,null,null,null,null,null,null,0.18,0.17050465458108771,348,{"$f":"IF($N332<0.2*(1000/'Scenario Setup'!$E$159-10),0,($N332-0.2*(1000/'Scenario Setup'!$E$159-10))^2/($N332+0.8*(1000/'Scenario Setup'!$E$159-10)))","v":{"$error":"#DIV/0!"}},{"$error":"#DIV/0!"},{"$error":"#DIV/0!"},{"$error":"#DIV/0!"},{"$error":"#DIV/0!"}]
[null,null,null,null,null,null,null,null,null,null,null,null,null,0.18,0.17099461048505635,349,{"$f":"IF($N333<0.2*(1000/'Scenario Setup'!$E$159-10),0,($N333-0.2*(1000/'Scenario Setup'!$E$159-10))^2/($N333+0.8*(1000/'Scenario Setup'!$E$159-10)))","v":{"$error":"#DIV/0!"}},{"$error":"#DIV/0!"},{"$error":"#DIV/0!"},{"$error":"#DIV/0!"},{"$error":"#DIV/0!"}]
[null,null,null,null,null,null,null,null,null,null,null,null,null,0.18,0.17148456638902498,350,{"$f":"IF($N334<0.2*(1000/'Scenario Setup'!$E$159-10),0,($N334-0.2*(1000/'Scenario Setup'!$E$159-10))^2/($N334+0.8*(1000/'Scenario Setup'!$E$159-10)))","v":{"$error":"#DIV/0!"}},{"$error":"#DIV/0!"},{"$error":"#DIV/0!"},{"$error":"#DIV/0!"},{"$error":"#DIV/0!"}]
[null,null,null,null,null,null,null,null,null,null,null,null,null,0.18,0.17197452229299362,351,{"$f":"IF($N335<0.2*(1000/'Scenario Setup'!$E$159-10),0,($N335-0.2*(1000/'Scenario Setup'!$E$159-10))^2/($N335+0.8*(1000/'Scenario Setup'!$E$159-10)))","v":{"$error":"#DIV/0!"}},{"$error":"#DIV/0!"},{"$error":"#DIV/0!"},{"$error":"#DIV/0!"},{"$error":"#DIV/0!"}]
[null,null,null,null,null,null,null,null,null,null,null,null,null,0.18,0.17246447819696228,352,{"$f":"IF($N336<0.2*(1000/'Scenario Setup'!$E$159-10),0,($N336-0.2*(1000/'Scenario Setup'!$E$159-10))^2/($N336+0.8*(1000/'Scenario Setup'!$E$159-10)))","v":{"$error":"#DIV/0!"}},{"$error":"#DIV/0!"},{"$error":"#DIV/0!"},{"$error":"#DIV/0!"},{"$error":"#DIV/0!"}]
[null,null,null,null,null,null,null,null,null,null,null,null,null,0.18,0.17295443410093092,353,{"$f":"IF($N337<0.2*(1000/'Scenario Setup'!$E$159-10),0,($N337-0.2*(1000/'Scenario Setup'!$E$159-10))^2/($N337+0.8*(1000/'Scenario Setup'!$E$159-10)))","v":{"$error":"#DIV/0!"}},{"$error":"#DIV/0!"},{"$error":"#DIV/0!"},{"$error":"#DIV/0!"},{"$error":"#DIV/0!"}]
[null,null,null,null,null,null,null,null,null,null,null,null,null,0.18,0.17344439000489956,354,{"$f":"IF($N338<0.2*(1000/'Scenario Setup'!$E$159-10),0,($N338-0.2*(1000/'Scenario Setup'!$E$159-10))^2/($N338+0.8*(1000/'Scenario Setup'!$E$159-10)))","v":{"$error":"#DIV/0!"}},{"$error":"#DIV/0!"},{"$error":"#DIV/0!"},{"$error":"#DIV/0!"},{"$error":"#DIV/0!"}]
[null,null,null,null,null,null,null,null,null,null,null,null,null,0.18,0.17393434590886819,355,{"$f":"IF($N339<0.2*(1000/'Scenario Setup'!$E$159-10),0,($N339-0.2*(1000/'Scenario Setup'!$E$159-10))^2/($N339+0.8*(1000/'Scenario Setup'!$E$159-10)))","v":{"$error":"#DIV/0!"}},{"$error":"#DIV/0!"},{"$error":"#DIV/0!"},{"$error":"#DIV/0!"},{"$error":"#DIV/0!"}]
[null,null,null,null,null,null,null,null,null,null,null,null,null,0.18,0.17442430181283686,356,{"$f":"IF($N340<0.2*(1000/'Scenario Setup'!$E$159-10),0,($N340-0.2*(1000/'Scenario Setup'!$E$159-10))^2/($N340+0.8*(1000/'Scenario Setup'!$E$159-10)))","v":{"$error":"#DIV/0!"}},{"$error":"#DIV/0!"},{"$error":"#DIV/0!"},{"$error":"#DIV/0!"},{"$error":"#DIV/0!"}]
[null,null,null,null,null,null,null,null,null,null,null,null,null,0.18,0.17491425771680549,357,{"$f":"IF($N341<0.2*(1000/'Scenario Setup'!$E$159-10),0,($N341-0.2*(1000/'Scenario Setup'!$E$159-10))^2/($N341+0.8*(1000/'Scenario Setup'!$E$159-10)))","v":{"$error":"#DIV/0!"}},{"$error":"#DIV/0!"},{"$error":"#DIV/0!"},{"$error":"#DIV/0!"},{"$error":"#DIV/0!"}]
[null,null,null,null,null,null,null,null,null,null,null,null,null,0.18,0.17540421362077413,358,{"$f":"IF($N342<0.2*(1000/'Scenario Setup'!$E$159-10),0,($N342-0.2*(1000/'Scenario Setup'!$E$159-10))^2/($N342+0.8*(1000/'Scenario Setup'!$E$159-10)))","v":{"$error":"#DIV/0!"}},{"$error":"#DIV/0!"},{"$error":"#DIV/0!"},{"$error":"#DIV/0!"},{"$error":"#DIV/0!"}]
[null,null,null,null,null,null,null,null,null,null,null,null,null,0.18,0.17589416952474277,359,{"$f":"IF($N343<0.2*(1000/'Scenario Setup'!$E$159-10),0,($N343-0.2*(1000/'Scenario Setup'!$E$159-10))^2/($N343+0.8*(1000/'Scenario Setup'!$E$159-10)))","v":{"$error":"#DIV/0!"}},{"$error":"#DIV/0!"},{"$error":"#DIV/0!"},{"$error":"#DIV/0!"},{"$error":"#DIV/0!"}]
[null,null,null,null,null,null,null,null,null,null,null,null,null,0.18,0.1763841254287114,360,{"$f":"IF($N344<0.2*(1000/'Scenario Setup'!$E$159-10),0,($N344-0.2*(1000/'Scenario Setup'!$E$159-10))^2/($N344+0.8*(1000/'Scenario Setup'!$E$159-10)))","v":{"$error":"#DIV/0!"}},{"$error":"#DIV/0!"},{"$error":"#DIV/0!"},{"$error":"#DIV/0!"},{"$error":"#DIV/0!"}]
[null,null,null,null,null,null,null,null,null,null,null,null,null,0.18,0.17687408133268007,361,{"$f":"IF($N345<0.2*(1000/'Scenario Setup'!$E$159-10),0,($N345-0.2*(1000/'Scenario Setup'!$E$159-10))^2/($N345+0.8*(1000/'Scenario Setup'!$E$159-10)))","v":{"$error":"#DIV/0!"}},{"$error":"#DIV/0!"},{"$error":"#DIV/0!"},{"$error":"#DIV/0!"},{"$error":"#DIV/0!"}]
[null,null,null,null,null,null,null,null,null,null,null,null,null,0.18,0.1773640372366487,362,{"$f":"IF($N346<0.2*(1000/'Scenario Setup'!$E$159-10),0,($N346-0.2*(1000/'Scenario Setup'!$E$159-10))^2/($N346+0.8*(1000/'Scenario Setup'!$E$159-10)))","v":{"$error":"#DIV/0!"}},{"$error":"#DIV/0!"},{"$error":"#DIV/0!"},{"$error":"#DIV/0!"},{"$error":"#DIV/0!"}]
[null,null,null,null,null,null,null,null,null,null,null,null,null,0.18,0.17785399314061734,363,{"$f":"IF($N347<0.2*(1000/'Scenario Setup'!$E$159-10),0,($N347-0.2*(1000/'Scenario Setup'!$E$159-10))^2/($N347+0.8*(1000/'Scenario Setup'!$E$159-10)))","v":{"$error":"#DIV/0!"}},{"$error":"#DIV/0!"},{"$error":"#DIV/0!"},{"$error":"#DIV/0!"},{"$error":"#DIV/0!"}]
[null,null,null,null,null,null,null,null,null,null,null,null,null,0.18,0.17834394904458598,364,{"$f":"IF($N348<0.2*(1000/'Scenario Setup'!$E$159-10),0,($N348-0.2*(1000/'Scenario Setup'!$E$159-10))^2/($N348+0.8*(1000/'Scenario Setup'!$E$159-10)))","v":{"$error":"#DIV/0!"}},{"$error":"#DIV/0!"},{"$error":"#DIV/0!"},{"$error":"#DIV/0!"},{"$error":"#DIV/0!"}]
[null,null,null,null,null,null,null,null,null,null,null,null,null,0.18,0.17883390494855464,365,{"$f":"IF($N349<0.2*(1000/'Scenario Setup'!$E$159-10),0,($N349-0.2*(1000/'Scenario Setup'!$E$159-10))^2/($N349+0.8*(1000/'Scenario Setup'!$E$159-10)))","v":{"$error":"#DIV/0!"}},{"$error":"#DIV/0!"},{"$error":"#DIV/0!"},{"$error":"#DIV/0!"},{"$error":"#DIV/0!"}]
[null,null,null,null,null,null,null,null,null,null,null,null,null,0.18,0.17932386085252328,366,{"$f":"IF($N350<0.2*(1000/'Scenario Setup'!$E$159-10),0,($N350-0.2*(1000/'Scenario Setup'!$E$159-10))^2/($N350+0.8*(1000/'Scenario Setup'!$E$159-10)))","v":{"$error":"#DIV/0!"}},{"$error":"#DIV/0!"},{"$error":"#DIV/0!"},{"$error":"#DIV/0!"},{"$error":"#DIV/0!"}]
[null,null,null,null,null,null,null,null,null,null,null,null,null,0.18,0.17981381675649191,367,{"$f":"IF($N351<0.2*(1000/'Scenario Setup'!$E$159-10),0,($N351-0.2*(1000/'Scenario Setup'!$E$159-10))^2/($N351+0.8*(1000/'Scenario Setup'!$E$159-10)))","v":{"$error":"#DIV/0!"}},{"$error":"#DIV/0!"},{"$error":"#DIV/0!"},{"$error":"#DIV/0!"},{"$error":"#DIV/0!"}]
[null,null,null,null,null,null,null,null,null,null,null,null,null,0.18,0.18030377266046055,368,{"$f":"IF($N352<0.2*(1000/'Scenario Setup'!$E$159-10),0,($N352-0.2*(1000/'Scenario Setup'!$E$159-10))^2/($N352+0.8*(1000/'Scenario Setup'!$E$159-10)))","v":{"$error":"#DIV/0!"}},{"$error":"#DIV/0!"},{"$error":"#DIV/0!"},{"$error":"#DIV/0!"},{"$error":"#DIV/0!"}]
[null,null,null,null,null,null,null,null,null,null,null,null,null,0.18,0.18079372856442921,369,{"$f":"IF($N353<0.2*(1000/'Scenario Setup'!$E$159-10),0,($N353-0.2*(1000/'Scenario Setup'!$E$159-10))^2/($N353+0.8*(1000/'Scenario Setup'!$E$159-10)))","v":{"$error":"#DIV/0!"}},{"$error":"#DIV/0!"},{"$error":"#DIV/0!"},{"$error":"#DIV/0!"},{"$error":"#DIV/0!"}]
[null,null,null,null,null,null,null,null,null,null,null,null,null,0.18,0.18128368446839785,370,{"$f":"IF($N354<0.2*(1000/'Scenario Setup'!$E$159-10),0,($N354-0.2*(1000/'Scenario Setup'!$E$159-10))^2/($N354+0.8*(1000/'Scenario Setup'!$E$159-10)))","v":{"$error":"#DIV/0!"}},{"$error":"#DIV/0!"},{"$error":"#DIV/0!"},{"$error":"#DIV/0!"},{"$error":"#DIV/0!"}]
[null,null,null,null,null,null,null,null,null,null,null,null,null,0.18,0.18177364037236649,371,{"$f":"IF($N355<0.2*(1000/'Scenario Setup'!$E$159-10),0,($N355-0.2*(1000/'Scenario Setup'!$E$159-10))^2/($N355+0.8*(1000/'Scenario Setup'!$E$159-10)))","v":{"$error":"#DIV/0!"}},{"$error":"#DIV/0!"},{"$error":"#DIV/0!"},{"$error":"#DIV/0!"},{"$error":"#DIV/0!"}]
[null,null,null,null,null,null,null,null,null,null,null,null,null,0.18,0.18226359627633512,372,{"$f":"IF($N356<0.2*(1000/'Scenario Setup'!$E$159-10),0,($N356-0.2*(1000/'Scenario Setup'!$E$159-10))^2/($N356+0.8*(1000/'Scenario Setup'!$E$159-10)))","v":{"$error":"#DIV/0!"}},{"$error":"#DIV/0!"},{"$error":"#DIV/0!"},{"$error":"#DIV/0!"},{"$error":"#DIV/0!"}]
[null,null,null,null,null,null,null,null,null,null,null,null,null,0.18,0.18275355218030379,373,{"$f":"IF($N357<0.2*(1000/'Scenario Setup'!$E$159-10),0,($N357-0.2*(1000/'Scenario Setup'!$E$159-10))^2/($N357+0.8*(1000/'Scenario Setup'!$E$159-10)))","v":{"$error":"#DIV/0!"}},{"$error":"#DIV/0!"},{"$error":"#DIV/0!"},{"$error":"#DIV/0!"},{"$error":"#DIV/0!"}]
[null,null,null,null,null,null,null,null,null,null,null,null,null,0.18,0.18324350808427242,374,{"$f":"IF($N358<0.2*(1000/'Scenario Setup'!$E$159-10),0,($N358-0.2*(1000/'Scenario Setup'!$E$159-10))^2/($N358+0.8*(1000/'Scenario Setup'!$E$159-10)))","v":{"$error":"#DIV/0!"}},{"$error":"#DIV/0!"},{"$error":"#DIV/0!"},{"$error":"#DIV/0!"},{"$error":"#DIV/0!"}]
[null,null,null,null,null,null,null,null,null,null,null,null,null,0.18,0.18373346398824106,375,{"$f":"IF($N359<0.2*(1000/'Scenario Setup'!$E$159-10),0,($N359-0.2*(1000/'Scenario Setup'!$E$159-10))^2/($N359+0.8*(1000/'Scenario Setup'!$E$159-10)))","v":{"$error":"#DIV/0!"}},{"$error":"#DIV/0!"},{"$error":"#DIV/0!"},{"$error":"#DIV/0!"},{"$error":"#DIV/0!"}]
[null,null,null,null,null,null,null,null,null,null,null,null,null,0.18,0.18422341989220969,376,{"$f":"IF($N360<0.2*(1000/'Scenario Setup'!$E$159-10),0,($N360-0.2*(1000/'Scenario Setup'!$E$159-10))^2/($N360+0.8*(1000/'Scenario Setup'!$E$159-10)))","v":{"$error":"#DIV/0!"}},{"$error":"#DIV/0!"},{"$error":"#DIV/0!"},{"$error":"#DIV/0!"},{"$error":"#DIV/0!"}]
[null,null,null,null,null,null,null,null,null,null,null,null,null,0.18,0.18471337579617833,377,{"$f":"IF($N361<0.2*(1000/'Scenario Setup'!$E$159-10),0,($N361-0.2*(1000/'Scenario Setup'!$E$159-10))^2/($N361+0.8*(1000/'Scenario Setup'!$E$159-10)))","v":{"$error":"#DIV/0!"}},{"$error":"#DIV/0!"},{"$error":"#DIV/0!"},{"$error":"#DIV/0!"},{"$error":"#DIV/0!"}]
[null,null,null,null,null,null,null,null,null,null,null,null,null,0.18,0.18520333170014699,378,{"$f":"IF($N362<0.2*(1000/'Scenario Setup'!$E$159-10),0,($N362-0.2*(1000/'Scenario Setup'!$E$159-10))^2/($N362+0.8*(1000/'Scenario Setup'!$E$159-10)))","v":{"$error":"#DIV/0!"}},{"$error":"#DIV/0!"},{"$error":"#DIV/0!"},{"$error":"#DIV/0!"},{"$error":"#DIV/0!"}]
[null,null,null,null,null,null,null,null,null,null,null,null,null,0.18,0.18569328760411563,379,{"$f":"IF($N363<0.2*(1000/'Scenario Setup'!$E$159-10),0,($N363-0.2*(1000/'Scenario Setup'!$E$159-10))^2/($N363+0.8*(1000/'Scenario Setup'!$E$159-10)))","v":{"$error":"#DIV/0!"}},{"$error":"#DIV/0!"},{"$error":"#DIV/0!"},{"$error":"#DIV/0!"},{"$error":"#DIV/0!"}]
[null,null,null,null,null,null,null,null,null,null,null,null,null,0.18,0.18618324350808427,380,{"$f":"IF($N364<0.2*(1000/'Scenario Setup'!$E$159-10),0,($N364-0.2*(1000/'Scenario Setup'!$E$159-10))^2/($N364+0.8*(1000/'Scenario Setup'!$E$159-10)))","v":{"$error":"#DIV/0!"}},{"$error":"#DIV/0!"},{"$error":"#DIV/0!"},{"$error":"#DIV/0!"},{"$error":"#DIV/0!"}]
[null,null,null,null,null,null,null,null,null,null,null,null,null,0.18,0.1866731994120529,381,{"$f":"IF($N365<0.2*(1000/'Scenario Setup'!$E$159-10),0,($N365-0.2*(1000/'Scenario Setup'!$E$159-10))^2/($N365+0.8*(1000/'Scenario Setup'!$E$159-10)))","v":{"$error":"#DIV/0!"}},{"$error":"#DIV/0!"},{"$error":"#DIV/0!"},{"$error":"#DIV/0!"},{"$error":"#DIV/0!"}]
[null,null,null,null,null,null,null,null,null,null,null,null,null,0.18,0.18716315531602157,382,{"$f":"IF($N366<0.2*(1000/'Scenario Setup'!$E$159-10),0,($N366-0.2*(1000/'Scenario Setup'!$E$159-10))^2/($N366+0.8*(1000/'Scenario Setup'!$E$159-10)))","v":{"$error":"#DIV/0!"}},{"$error":"#DIV/0!"},{"$error":"#DIV/0!"},{"$error":"#DIV/0!"},{"$error":"#DIV/0!"}]
[null,null,null,null,null,null,null,null,null,null,null,null,null,0.18,0.1876531112199902,383,{"$f":"IF($N367<0.2*(1000/'Scenario Setup'!$E$159-10),0,($N367-0.2*(1000/'Scenario Setup'!$E$159-10))^2/($N367+0.8*(1000/'Scenario Setup'!$E$159-10)))","v":{"$error":"#DIV/0!"}},{"$error":"#DIV/0!"},{"$error":"#DIV/0!"},{"$error":"#DIV/0!"},{"$error":"#DIV/0!"}]
[null,null,null,null,null,null,null,null,null,null,null,null,null,0.18,0.18814306712395884,384,{"$f":"IF($N368<0.2*(1000/'Scenario Setup'!$E$159-10),0,($N368-0.2*(1000/'Scenario Setup'!$E$159-10))^2/($N368+0.8*(1000/'Scenario Setup'!$E$159-10)))","v":{"$error":"#DIV/0!"}},{"$error":"#DIV/0!"},{"$error":"#DIV/0!"},{"$error":"#DIV/0!"},{"$error":"#DIV/0!"}]
[null,null,null,null,null,null,null,null,null,null,null,null,null,0.19,0.18863302302792748,385,{"$f":"IF($N369<0.2*(1000/'Scenario Setup'!$E$159-10),0,($N369-0.2*(1000/'Scenario Setup'!$E$159-10))^2/($N369+0.8*(1000/'Scenario Setup'!$E$159-10)))","v":{"$error":"#DIV/0!"}},{"$error":"#DIV/0!"},{"$error":"#DIV/0!"},{"$error":"#DIV/0!"},{"$error":"#DIV/0!"}]
[null,null,null,null,null,null,null,null,null,null,null,null,null,0.19,0.18912297893189614,386,{"$f":"IF($N370<0.2*(1000/'Scenario Setup'!$E$159-10),0,($N370-0.2*(1000/'Scenario Setup'!$E$159-10))^2/($N370+0.8*(1000/'Scenario Setup'!$E$159-10)))","v":{"$error":"#DIV/0!"}},{"$error":"#DIV/0!"},{"$error":"#DIV/0!"},{"$error":"#DIV/0!"},{"$error":"#DIV/0!"}]
[null,null,null,null,null,null,null,null,null,null,null,null,null,0.19,0.18961293483586478,387,{"$f":"IF($N371<0.2*(1000/'Scenario Setup'!$E$159-10),0,($N371-0.2*(1000/'Scenario Setup'!$E$159-10))^2/($N371+0.8*(1000/'Scenario Setup'!$E$159-10)))","v":{"$error":"#DIV/0!"}},{"$error":"#DIV/0!"},{"$error":"#DIV/0!"},{"$error":"#DIV/0!"},{"$error":"#DIV/0!"}]
[null,null,null,null,null,null,null,null,null,null,null,null,null,0.19,0.19010289073983341,388,{"$f":"IF($N372<0.2*(1000/'Scenario Setup'!$E$159-10),0,($N372-0.2*(1000/'Scenario Setup'!$E$159-10))^2/($N372+0.8*(1000/'Scenario Setup'!$E$159-10)))","v":{"$error":"#DIV/0!"}},{"$error":"#DIV/0!"},{"$error":"#DIV/0!"},{"$error":"#DIV/0!"},{"$error":"#DIV/0!"}]
[null,null,null,null,null,null,null,null,null,null,null,null,null,0.19,0.19059284664380205,389,{"$f":"IF($N373<0.2*(1000/'Scenario Setup'!$E$159-10),0,($N373-0.2*(1000/'Scenario Setup'!$E$159-10))^2/($N373+0.8*(1000/'Scenario Setup'!$E$159-10)))","v":{"$error":"#DIV/0!"}},{"$error":"#DIV/0!"},{"$error":"#DIV/0!"},{"$error":"#DIV/0!"},{"$error":"#DIV/0!"}]
[null,null,null,null,null,null,null,null,null,null,null,null,null,0.19,0.19108280254777071,390,{"$f":"IF($N374<0.2*(1000/'Scenario Setup'!$E$159-10),0,($N374-0.2*(1000/'Scenario Setup'!$E$159-10))^2/($N374+0.8*(1000/'Scenario Setup'!$E$159-10)))","v":{"$error":"#DIV/0!"}},{"$error":"#DIV/0!"},{"$error":"#DIV/0!"},{"$error":"#DIV/0!"},{"$error":"#DIV/0!"}]
[null,null,null,null,null,null,null,null,null,null,null,null,null,0.19,0.19157275845173935,391,{"$f":"IF($N375<0.2*(1000/'Scenario Setup'!$E$159-10),0,($N375-0.2*(1000/'Scenario Setup'!$E$159-10))^2/($N375+0.8*(1000/'Scenario Setup'!$E$159-10)))","v":{"$error":"#DIV/0!"}},{"$error":"#DIV/0!"},{"$error":"#DIV/0!"},{"$error":"#DIV/0!"},{"$error":"#DIV/0!"}]
[null,null,null,null,null,null,null,null,null,null,null,null,null,0.19,0.19206271435570799,392,{"$f":"IF($N376<0.2*(1000/'Scenario Setup'!$E$159-10),0,($N376-0.2*(1000/'Scenario Setup'!$E$159-10))^2/($N376+0.8*(1000/'Scenario Setup'!$E$159-10)))","v":{"$error":"#DIV/0!"}},{"$error":"#DIV/0!"},{"$error":"#DIV/0!"},{"$error":"#DIV/0!"},{"$error":"#DIV/0!"}]
[null,null,null,null,null,null,null,null,null,null,null,null,null,0.19,0.19255267025967662,393,{"$f":"IF($N377<0.2*(1000/'Scenario Setup'!$E$159-10),0,($N377-0.2*(1000/'Scenario Setup'!$E$159-10))^2/($N377+0.8*(1000/'Scenario Setup'!$E$159-10)))","v":{"$error":"#DIV/0!"}},{"$error":"#DIV/0!"},{"$error":"#DIV/0!"},{"$error":"#DIV/0!"},{"$error":"#DIV/0!"}]
[null,null,null,null,null,null,null,null,null,null,null,null,null,0.19,0.19304262616364526,394,{"$f":"IF($N378<0.2*(1000/'Scenario Setup'!$E$159-10),0,($N378-0.2*(1000/'Scenario Setup'!$E$159-10))^2/($N378+0.8*(1000/'Scenario Setup'!$E$159-10)))","v":{"$error":"#DIV/0!"}},{"$error":"#DIV/0!"},{"$error":"#DIV/0!"},{"$error":"#DIV/0!"},{"$error":"#DIV/0!"}]
[null,null,null,null,null,null,null,null,null,null,null,null,null,0.19,0.19353258206761392,395,{"$f":"IF($N379<0.2*(1000/'Scenario Setup'!$E$159-10),0,($N379-0.2*(1000/'Scenario Setup'!$E$159-10))^2/($N379+0.8*(1000/'Scenario Setup'!$E$159-10)))","v":{"$error":"#DIV/0!"}},{"$error":"#DIV/0!"},{"$error":"#DIV/0!"},{"$error":"#DIV/0!"},{"$error":"#DIV/0!"}]
[null,null,null,null,null,null,null,null,null,null,null,null,null,0.19,0.19402253797158256,396,{"$f":"IF($N380<0.2*(1000/'Scenario Setup'!$E$159-10),0,($N380-0.2*(1000/'Scenario Setup'!$E$159-10))^2/($N380+0.8*(1000/'Scenario Setup'!$E$159-10)))","v":{"$error":"#DIV/0!"}},{"$error":"#DIV/0!"},{"$error":"#DIV/0!"},{"$error":"#DIV/0!"},{"$error":"#DIV/0!"}]
[null,null,null,null,null,null,null,null,null,null,null,null,null,0.19,0.1945124938755512,397,{"$f":"IF($N381<0.2*(1000/'Scenario Setup'!$E$159-10),0,($N381-0.2*(1000/'Scenario Setup'!$E$159-10))^2/($N381+0.8*(1000/'Scenario Setup'!$E$159-10)))","v":{"$error":"#DIV/0!"}},{"$error":"#DIV/0!"},{"$error":"#DIV/0!"},{"$error":"#DIV/0!"},{"$error":"#DIV/0!"}]
[null,null,null,null,null,null,null,null,null,null,null,null,null,0.19,0.19500244977951983,398,{"$f":"IF($N382<0.2*(1000/'Scenario Setup'!$E$159-10),0,($N382-0.2*(1000/'Scenario Setup'!$E$159-10))^2/($N382+0.8*(1000/'Scenario Setup'!$E$159-10)))","v":{"$error":"#DIV/0!"}},{"$error":"#DIV/0!"},{"$error":"#DIV/0!"},{"$error":"#DIV/0!"},{"$error":"#DIV/0!"}]
[null,null,null,null,null,null,null,null,null,null,null,null,null,0.19,0.1954924056834885,399,{"$f":"IF($N383<0.2*(1000/'Scenario Setup'!$E$159-10),0,($N383-0.2*(1000/'Scenario Setup'!$E$159-10))^2/($N383+0.8*(1000/'Scenario Setup'!$E$159-10)))","v":{"$error":"#DIV/0!"}},{"$error":"#DIV/0!"},{"$error":"#DIV/0!"},{"$error":"#DIV/0!"},{"$error":"#DIV/0!"}]
[null,null,null,null,null,null,null,null,null,null,null,null,null,0.19,0.19598236158745713,400,{"$f":"IF($N384<0.2*(1000/'Scenario Setup'!$E$159-10),0,($N384-0.2*(1000/'Scenario Setup'!$E$159-10))^2/($N384+0.8*(1000/'Scenario Setup'!$E$159-10)))","v":{"$error":"#DIV/0!"}},{"$error":"#DIV/0!"},{"$error":"#DIV/0!"},{"$error":"#DIV/0!"},{"$error":"#DIV/0!"}]
[null,null,null,null,null,null,null,null,null,null,null,null,null,0.19,0.19647231749142577,401,{"$f":"IF($N385<0.2*(1000/'Scenario Setup'!$E$159-10),0,($N385-0.2*(1000/'Scenario Setup'!$E$159-10))^2/($N385+0.8*(1000/'Scenario Setup'!$E$159-10)))","v":{"$error":"#DIV/0!"}},{"$error":"#DIV/0!"},{"$error":"#DIV/0!"},{"$error":"#DIV/0!"},{"$error":"#DIV/0!"}]
[null,null,null,null,null,null,null,null,null,null,null,null,null,0.19,0.1969622733953944,402,{"$f":"IF($N386<0.2*(1000/'Scenario Setup'!$E$159-10),0,($N386-0.2*(1000/'Scenario Setup'!$E$159-10))^2/($N386+0.8*(1000/'Scenario Setup'!$E$159-10)))","v":{"$error":"#DIV/0!"}},{"$error":"#DIV/0!"},{"$error":"#DIV/0!"},{"$error":"#DIV/0!"},{"$error":"#DIV/0!"}]
[null,null,null,null,null,null,null,null,null,null,null,null,null,0.19,0.19745222929936307,403,{"$f":"IF($N387<0.2*(1000/'Scenario Setup'!$E$159-10),0,($N387-0.2*(1000/'Scenario Setup'!$E$159-10))^2/($N387+0.8*(1000/'Scenario Setup'!$E$159-10)))","v":{"$error":"#DIV/0!"}},{"$error":"#DIV/0!"},{"$error":"#DIV/0!"},{"$error":"#DIV/0!"},{"$error":"#DIV/0!"}]
[null,null,null,null,null,null,null,null,null,null,null,null,null,0.19,0.19794218520333171,404,{"$f":"IF($N388<0.2*(1000/'Scenario Setup'!$E$159-10),0,($N388-0.2*(1000/'Scenario Setup'!$E$159-10))^2/($N388+0.8*(1000/'Scenario Setup'!$E$159-10)))","v":{"$error":"#DIV/0!"}},{"$f":"Q388/SUM(Q$4:Q$2025)","v":{"$error":"#DIV/0!"}},{"$error":"#DIV/0!"},{"$error":"#DIV/0!"},{"$error":"#DIV/0!"}]
[null,null,null,null,null,null,null,null,null,null,null,null,null,0.19,{"$f":"P389/2041","v":0.19843214110730034},405,{"$f":"IF($N389<0.2*(1000/'Scenario Setup'!$E$159-10),0,($N389-0.2*(1000/'Scenario Setup'!$E$159-10))^2/($N389+0.8*(1000/'Scenario Setup'!$E$159-10)))","v":{"$error":"#DIV/0!"}},{"$error":"#DIV/0!"},{"$f":"IF(Q389>0,_xlfn.RANK.EQ(Q389,$Q$4:$Q$2025,1),\"\")","v":{"$error":"#DIV/0!"}},{"$f":"IF(S389=\"\",0,_xlfn.RANK.EQ(S389,$S$4:$S$2025,1))","v":{"$error":"#DIV/0!"}},{"$f":"ROUND(T389/COUNTIFS($Q$4:$Q$2025,\">0\"),2)","v":{"$error":"#DIV/0!"}}]
[null,null,null,null,null,null,null,null,null,null,null,null,null,0.19,0.19892209701126898,406,{"$f":"IF($N390<0.2*(1000/'Scenario Setup'!$E$159-10),0,($N390-0.2*(1000/'Scenario Setup'!$E$159-10))^2/($N390+0.8*(1000/'Scenario Setup'!$E$159-10)))","v":{"$error":"#DIV/0!"}},{"$error":"#DIV/0!"},{"$error":"#DIV/0!"},{"$error":"#DIV/0!"},{"$error":"#DIV/0!"}]
[null,null,null,null,null,null,null,null,null,null,null,null,null,0.19,0.19941205291523764,407,{"$f":"IF($N391<0.2*(1000/'Scenario Setup'!$E$159-10),0,($N391-0.2*(1000/'Scenario Setup'!$E$159-10))^2/($N391+0.8*(1000/'Scenario Setup'!$E$159-10)))","v":{"$error":"#DIV/0!"}},{"$error":"#DIV/0!"},{"$error":"#DIV/0!"},{"$error":"#DIV/0!"},{"$error":"#DIV/0!"}]
[null,null,null,null,null,null,null,null,null,null,null,null,null,0.19,0.19990200881920628,408,{"$f":"IF($N392<0.2*(1000/'Scenario Setup'!$E$159-10),0,($N392-0.2*(1000/'Scenario Setup'!$E$159-10))^2/($N392+0.8*(1000/'Scenario Setup'!$E$159-10)))","v":{"$error":"#DIV/0!"}},{"$error":"#DIV/0!"},{"$error":"#DIV/0!"},{"$error":"#DIV/0!"},{"$error":"#DIV/0!"}]
[null,null,null,null,null,null,null,null,null,null,null,null,null,0.19,0.20039196472317491,409,{"$f":"IF($N393<0.2*(1000/'Scenario Setup'!$E$159-10),0,($N393-0.2*(1000/'Scenario Setup'!$E$159-10))^2/($N393+0.8*(1000/'Scenario Setup'!$E$159-10)))","v":{"$error":"#DIV/0!"}},{"$error":"#DIV/0!"},{"$error":"#DIV/0!"},{"$error":"#DIV/0!"},{"$error":"#DIV/0!"}]
[null,null,null,null,null,null,null,null,null,null,null,null,null,0.19,0.20088192062714355,410,{"$f":"IF($N394<0.2*(1000/'Scenario Setup'!$E$159-10),0,($N394-0.2*(1000/'Scenario Setup'!$E$159-10))^2/($N394+0.8*(1000/'Scenario Setup'!$E$159-10)))","v":{"$error":"#DIV/0!"}},{"$error":"#DIV/0!"},{"$error":"#DIV/0!"},{"$error":"#DIV/0!"},{"$error":"#DIV/0!"}]
[null,null,null,null,null,null,null,null,null,null,null,null,null,0.19,0.20137187653111219,411,{"$f":"IF($N395<0.2*(1000/'Scenario Setup'!$E$159-10),0,($N395-0.2*(1000/'Scenario Setup'!$E$159-10))^2/($N395+0.8*(1000/'Scenario Setup'!$E$159-10)))","v":{"$error":"#DIV/0!"}},{"$error":"#DIV/0!"},{"$error":"#DIV/0!"},{"$error":"#DIV/0!"},{"$error":"#DIV/0!"}]
[null,null,null,null,null,null,null,null,null,null,null,null,null,0.19,0.20186183243508085,412,{"$f":"IF($N396<0.2*(1000/'Scenario Setup'!$E$159-10),0,($N396-0.2*(1000/'Scenario Setup'!$E$159-10))^2/($N396+0.8*(1000/'Scenario Setup'!$E$159-10)))","v":{"$error":"#DIV/0!"}},{"$error":"#DIV/0!"},{"$error":"#DIV/0!"},{"$error":"#DIV/0!"},{"$error":"#DIV/0!"}]
[null,null,null,null,null,null,null,null,null,null,null,null,null,0.19,0.20235178833904949,413,{"$f":"IF($N397<0.2*(1000/'Scenario Setup'!$E$159-10),0,($N397-0.2*(1000/'Scenario Setup'!$E$159-10))^2/($N397+0.8*(1000/'Scenario Setup'!$E$159-10)))","v":{"$error":"#DIV/0!"}},{"$error":"#DIV/0!"},{"$error":"#DIV/0!"},{"$error":"#DIV/0!"},{"$error":"#DIV/0!"}]
[null,null,null,null,null,null,null,null,null,null,null,null,null,0.19,0.20284174424301812,414,{"$f":"IF($N398<0.2*(1000/'Scenario Setup'!$E$159-10),0,($N398-0.2*(1000/'Scenario Setup'!$E$159-10))^2/($N398+0.8*(1000/'Scenario Setup'!$E$159-10)))","v":{"$error":"#DIV/0!"}},{"$error":"#DIV/0!"},{"$error":"#DIV/0!"},{"$error":"#DIV/0!"},{"$error":"#DIV/0!"}]
[null,null,null,null,null,null,null,null,null,null,null,null,null,0.2,0.20333170014698676,415,{"$f":"IF($N399<0.2*(1000/'Scenario Setup'!$E$159-10),0,($N399-0.2*(1000/'Scenario Setup'!$E$159-10))^2/($N399+0.8*(1000/'Scenario Setup'!$E$159-10)))","v":{"$error":"#DIV/0!"}},{"$error":"#DIV/0!"},{"$error":"#DIV/0!"},{"$error":"#DIV/0!"},{"$error":"#DIV/0!"}]
[null,null,null,null,null,null,null,null,null,null,null,null,null,0.2,0.20382165605095542,416,{"$f":"IF($N400<0.2*(1000/'Scenario Setup'!$E$159-10),0,($N400-0.2*(1000/'Scenario Setup'!$E$159-10))^2/($N400+0.8*(1000/'Scenario Setup'!$E$159-10)))","v":{"$error":"#DIV/0!"}},{"$error":"#DIV/0!"},{"$error":"#DIV/0!"},{"$error":"#DIV/0!"},{"$error":"#DIV/0!"}]
[null,null,null,null,null,null,null,null,null,null,null,null,null,0.2,0.20431161195492406,417,{"$f":"IF($N401<0.2*(1000/'Scenario Setup'!$E$159-10),0,($N401-0.2*(1000/'Scenario Setup'!$E$159-10))^2/($N401+0.8*(1000/'Scenario Setup'!$E$159-10)))","v":{"$error":"#DIV/0!"}},{"$error":"#DIV/0!"},{"$error":"#DIV/0!"},{"$error":"#DIV/0!"},{"$error":"#DIV/0!"}]
[null,null,null,null,null,null,null,null,null,null,null,null,null,0.2,0.2048015678588927,418,{"$f":"IF($N402<0.2*(1000/'Scenario Setup'!$E$159-10),0,($N402-0.2*(1000/'Scenario Setup'!$E$159-10))^2/($N402+0.8*(1000/'Scenario Setup'!$E$159-10)))","v":{"$error":"#DIV/0!"}},{"$error":"#DIV/0!"},{"$error":"#DIV/0!"},{"$error":"#DIV/0!"},{"$error":"#DIV/0!"}]
[null,null,null,null,null,null,null,null,null,null,null,null,null,0.2,0.20529152376286133,419,{"$f":"IF($N403<0.2*(1000/'Scenario Setup'!$E$159-10),0,($N403-0.2*(1000/'Scenario Setup'!$E$159-10))^2/($N403+0.8*(1000/'Scenario Setup'!$E$159-10)))","v":{"$error":"#DIV/0!"}},{"$error":"#DIV/0!"},{"$error":"#DIV/0!"},{"$error":"#DIV/0!"},{"$error":"#DIV/0!"}]
[null,null,null,null,null,null,null,null,null,null,null,null,null,0.2,0.20578147966683,420,{"$f":"IF($N404<0.2*(1000/'Scenario Setup'!$E$159-10),0,($N404-0.2*(1000/'Scenario Setup'!$E$159-10))^2/($N404+0.8*(1000/'Scenario Setup'!$E$159-10)))","v":{"$error":"#DIV/0!"}},{"$error":"#DIV/0!"},{"$error":"#DIV/0!"},{"$error":"#DIV/0!"},{"$error":"#DIV/0!"}]
[null,null,null,null,null,null,null,null,null,null,null,null,null,0.2,0.20627143557079863,421,{"$f":"IF($N405<0.2*(1000/'Scenario Setup'!$E$159-10),0,($N405-0.2*(1000/'Scenario Setup'!$E$159-10))^2/($N405+0.8*(1000/'Scenario Setup'!$E$159-10)))","v":{"$error":"#DIV/0!"}},{"$error":"#DIV/0!"},{"$error":"#DIV/0!"},{"$error":"#DIV/0!"},{"$error":"#DIV/0!"}]
[null,null,null,null,null,null,null,null,null,null,null,null,null,0.2,0.20676139147476727,422,{"$f":"IF($N406<0.2*(1000/'Scenario Setup'!$E$159-10),0,($N406-0.2*(1000/'Scenario Setup'!$E$159-10))^2/($N406+0.8*(1000/'Scenario Setup'!$E$159-10)))","v":{"$error":"#DIV/0!"}},{"$error":"#DIV/0!"},{"$error":"#DIV/0!"},{"$error":"#DIV/0!"},{"$error":"#DIV/0!"}]
[null,null,null,null,null,null,null,null,null,null,null,null,null,0.2,0.20725134737873591,423,{"$f":"IF($N407<0.2*(1000/'Scenario Setup'!$E$159-10),0,($N407-0.2*(1000/'Scenario Setup'!$E$159-10))^2/($N407+0.8*(1000/'Scenario Setup'!$E$159-10)))","v":{"$error":"#DIV/0!"}},{"$error":"#DIV/0!"},{"$error":"#DIV/0!"},{"$error":"#DIV/0!"},{"$error":"#DIV/0!"}]
[null,null,null,null,null,null,null,null,null,null,null,null,null,0.2,0.20774130328270457,424,{"$f":"IF($N408<0.2*(1000/'Scenario Setup'!$E$159-10),0,($N408-0.2*(1000/'Scenario Setup'!$E$159-10))^2/($N408+0.8*(1000/'Scenario Setup'!$E$159-10)))","v":{"$error":"#DIV/0!"}},{"$error":"#DIV/0!"},{"$error":"#DIV/0!"},{"$error":"#DIV/0!"},{"$error":"#DIV/0!"}]
[null,null,null,null,null,null,null,null,null,null,null,null,null,0.2,0.20823125918667321,425,{"$f":"IF($N409<0.2*(1000/'Scenario Setup'!$E$159-10),0,($N409-0.2*(1000/'Scenario Setup'!$E$159-10))^2/($N409+0.8*(1000/'Scenario Setup'!$E$159-10)))","v":{"$error":"#DIV/0!"}},{"$error":"#DIV/0!"},{"$error":"#DIV/0!"},{"$error":"#DIV/0!"},{"$error":"#DIV/0!"}]
[null,null,null,null,null,null,null,null,null,null,null,null,null,0.2,0.20872121509064184,426,{"$f":"IF($N410<0.2*(1000/'Scenario Setup'!$E$159-10),0,($N410-0.2*(1000/'Scenario Setup'!$E$159-10))^2/($N410+0.8*(1000/'Scenario Setup'!$E$159-10)))","v":{"$error":"#DIV/0!"}},{"$error":"#DIV/0!"},{"$error":"#DIV/0!"},{"$error":"#DIV/0!"},{"$error":"#DIV/0!"}]
[null,null,null,null,null,null,null,null,null,null,null,null,null,0.2,0.20921117099461048,427,{"$f":"IF($N411<0.2*(1000/'Scenario Setup'!$E$159-10),0,($N411-0.2*(1000/'Scenario Setup'!$E$159-10))^2/($N411+0.8*(1000/'Scenario Setup'!$E$159-10)))","v":{"$error":"#DIV/0!"}},{"$error":"#DIV/0!"},{"$error":"#DIV/0!"},{"$error":"#DIV/0!"},{"$error":"#DIV/0!"}]
[null,null,null,null,null,null,null,null,null,null,null,null,null,0.2,0.20970112689857912,428,{"$f":"IF($N412<0.2*(1000/'Scenario Setup'!$E$159-10),0,($N412-0.2*(1000/'Scenario Setup'!$E$159-10))^2/($N412+0.8*(1000/'Scenario Setup'!$E$159-10)))","v":{"$error":"#DIV/0!"}},{"$error":"#DIV/0!"},{"$error":"#DIV/0!"},{"$error":"#DIV/0!"},{"$error":"#DIV/0!"}]
[null,null,null,null,null,null,null,null,null,null,null,null,null,0.2,0.21019108280254778,429,{"$f":"IF($N413<0.2*(1000/'Scenario Setup'!$E$159-10),0,($N413-0.2*(1000/'Scenario Setup'!$E$159-10))^2/($N413+0.8*(1000/'Scenario Setup'!$E$159-10)))","v":{"$error":"#DIV/0!"}},{"$error":"#DIV/0!"},{"$error":"#DIV/0!"},{"$error":"#DIV/0!"},{"$error":"#DIV/0!"}]
[null,null,null,null,null,null,null,null,null,null,null,null,null,0.2,0.21068103870651642,430,{"$f":"IF($N414<0.2*(1000/'Scenario Setup'!$E$159-10),0,($N414-0.2*(1000/'Scenario Setup'!$E$159-10))^2/($N414+0.8*(1000/'Scenario Setup'!$E$159-10)))","v":{"$error":"#DIV/0!"}},{"$error":"#DIV/0!"},{"$error":"#DIV/0!"},{"$error":"#DIV/0!"},{"$error":"#DIV/0!"}]
[null,null,null,null,null,null,null,null,null,null,null,null,null,0.2,0.21117099461048505,431,{"$f":"IF($N415<0.2*(1000/'Scenario Setup'!$E$159-10),0,($N415-0.2*(1000/'Scenario Setup'!$E$159-10))^2/($N415+0.8*(1000/'Scenario Setup'!$E$159-10)))","v":{"$error":"#DIV/0!"}},{"$error":"#DIV/0!"},{"$error":"#DIV/0!"},{"$error":"#DIV/0!"},{"$error":"#DIV/0!"}]
[null,null,null,null,null,null,null,null,null,null,null,null,null,0.2,0.21166095051445369,432,{"$f":"IF($N416<0.2*(1000/'Scenario Setup'!$E$159-10),0,($N416-0.2*(1000/'Scenario Setup'!$E$159-10))^2/($N416+0.8*(1000/'Scenario Setup'!$E$159-10)))","v":{"$error":"#DIV/0!"}},{"$error":"#DIV/0!"},{"$error":"#DIV/0!"},{"$error":"#DIV/0!"},{"$error":"#DIV/0!"}]
[null,null,null,null,null,null,null,null,null,null,null,null,null,0.2,0.21215090641842235,433,{"$f":"IF($N417<0.2*(1000/'Scenario Setup'!$E$159-10),0,($N417-0.2*(1000/'Scenario Setup'!$E$159-10))^2/($N417+0.8*(1000/'Scenario Setup'!$E$159-10)))","v":{"$error":"#DIV/0!"}},{"$error":"#DIV/0!"},{"$error":"#DIV/0!"},{"$error":"#DIV/0!"},{"$error":"#DIV/0!"}]
[null,null,null,null,null,null,null,null,null,null,null,null,null,0.2,0.21264086232239099,434,{"$f":"IF($N418<0.2*(1000/'Scenario Setup'!$E$159-10),0,($N418-0.2*(1000/'Scenario Setup'!$E$159-10))^2/($N418+0.8*(1000/'Scenario Setup'!$E$159-10)))","v":{"$error":"#DIV/0!"}},{"$error":"#DIV/0!"},{"$error":"#DIV/0!"},{"$error":"#DIV/0!"},{"$error":"#DIV/0!"}]
[null,null,null,null,null,null,null,null,null,null,null,null,null,0.2,0.21313081822635963,435,{"$f":"IF($N419<0.2*(1000/'Scenario Setup'!$E$159-10),0,($N419-0.2*(1000/'Scenario Setup'!$E$159-10))^2/($N419+0.8*(1000/'Scenario Setup'!$E$159-10)))","v":{"$error":"#DIV/0!"}},{"$error":"#DIV/0!"},{"$error":"#DIV/0!"},{"$error":"#DIV/0!"},{"$error":"#DIV/0!"}]
[null,null,null,null,null,null,null,null,null,null,null,null,null,0.2,0.21362077413032826,436,{"$f":"IF($N420<0.2*(1000/'Scenario Setup'!$E$159-10),0,($N420-0.2*(1000/'Scenario Setup'!$E$159-10))^2/($N420+0.8*(1000/'Scenario Setup'!$E$159-10)))","v":{"$error":"#DIV/0!"}},{"$error":"#DIV/0!"},{"$error":"#DIV/0!"},{"$error":"#DIV/0!"},{"$error":"#DIV/0!"}]
[null,null,null,null,null,null,null,null,null,null,null,null,null,0.2,0.21411073003429693,437,{"$f":"IF($N421<0.2*(1000/'Scenario Setup'!$E$159-10),0,($N421-0.2*(1000/'Scenario Setup'!$E$159-10))^2/($N421+0.8*(1000/'Scenario Setup'!$E$159-10)))","v":{"$error":"#DIV/0!"}},{"$error":"#DIV/0!"},{"$error":"#DIV/0!"},{"$error":"#DIV/0!"},{"$error":"#DIV/0!"}]
[null,null,null,null,null,null,null,null,null,null,null,null,null,0.2,0.21460068593826556,438,{"$f":"IF($N422<0.2*(1000/'Scenario Setup'!$E$159-10),0,($N422-0.2*(1000/'Scenario Setup'!$E$159-10))^2/($N422+0.8*(1000/'Scenario Setup'!$E$159-10)))","v":{"$error":"#DIV/0!"}},{"$error":"#DIV/0!"},{"$error":"#DIV/0!"},{"$error":"#DIV/0!"},{"$error":"#DIV/0!"}]
[null,null,null,null,null,null,null,null,null,null,null,null,null,0.2,0.2150906418422342,439,{"$f":"IF($N423<0.2*(1000/'Scenario Setup'!$E$159-10),0,($N423-0.2*(1000/'Scenario Setup'!$E$159-10))^2/($N423+0.8*(1000/'Scenario Setup'!$E$159-10)))","v":{"$error":"#DIV/0!"}},{"$error":"#DIV/0!"},{"$error":"#DIV/0!"},{"$error":"#DIV/0!"},{"$error":"#DIV/0!"}]
[null,null,null,null,null,null,null,null,null,null,null,null,null,0.2,0.21558059774620283,440,{"$f":"IF($N424<0.2*(1000/'Scenario Setup'!$E$159-10),0,($N424-0.2*(1000/'Scenario Setup'!$E$159-10))^2/($N424+0.8*(1000/'Scenario Setup'!$E$159-10)))","v":{"$error":"#DIV/0!"}},{"$error":"#DIV/0!"},{"$error":"#DIV/0!"},{"$error":"#DIV/0!"},{"$error":"#DIV/0!"}]
[null,null,null,null,null,null,null,null,null,null,null,null,null,0.2,0.21607055365017147,441,{"$f":"IF($N425<0.2*(1000/'Scenario Setup'!$E$159-10),0,($N425-0.2*(1000/'Scenario Setup'!$E$159-10))^2/($N425+0.8*(1000/'Scenario Setup'!$E$159-10)))","v":{"$error":"#DIV/0!"}},{"$error":"#DIV/0!"},{"$error":"#DIV/0!"},{"$error":"#DIV/0!"},{"$error":"#DIV/0!"}]
[null,null,null,null,null,null,null,null,null,null,null,null,null,0.2,0.21656050955414013,442,{"$f":"IF($N426<0.2*(1000/'Scenario Setup'!$E$159-10),0,($N426-0.2*(1000/'Scenario Setup'!$E$159-10))^2/($N426+0.8*(1000/'Scenario Setup'!$E$159-10)))","v":{"$error":"#DIV/0!"}},{"$error":"#DIV/0!"},{"$error":"#DIV/0!"},{"$error":"#DIV/0!"},{"$error":"#DIV/0!"}]
[null,null,null,null,null,null,null,null,null,null,null,null,null,0.2,0.21705046545810877,443,{"$f":"IF($N427<0.2*(1000/'Scenario Setup'!$E$159-10),0,($N427-0.2*(1000/'Scenario Setup'!$E$159-10))^2/($N427+0.8*(1000/'Scenario Setup'!$E$159-10)))","v":{"$error":"#DIV/0!"}},{"$error":"#DIV/0!"},{"$error":"#DIV/0!"},{"$error":"#DIV/0!"},{"$error":"#DIV/0!"}]
[null,null,null,null,null,null,null,null,null,null,null,null,null,0.2,0.21754042136207741,444,{"$f":"IF($N428<0.2*(1000/'Scenario Setup'!$E$159-10),0,($N428-0.2*(1000/'Scenario Setup'!$E$159-10))^2/($N428+0.8*(1000/'Scenario Setup'!$E$159-10)))","v":{"$error":"#DIV/0!"}},{"$error":"#DIV/0!"},{"$error":"#DIV/0!"},{"$error":"#DIV/0!"},{"$error":"#DIV/0!"}]
[null,null,null,null,null,null,null,null,null,null,null,null,null,0.2,0.21803037726604604,445,{"$f":"IF($N429<0.2*(1000/'Scenario Setup'!$E$159-10),0,($N429-0.2*(1000/'Scenario Setup'!$E$159-10))^2/($N429+0.8*(1000/'Scenario Setup'!$E$159-10)))","v":{"$error":"#DIV/0!"}},{"$error":"#DIV/0!"},{"$error":"#DIV/0!"},{"$error":"#DIV/0!"},{"$error":"#DIV/0!"}]
[null,null,null,null,null,null,null,null,null,null,null,null,null,0.2,0.21852033317001471,446,{"$f":"IF($N430<0.2*(1000/'Scenario Setup'!$E$159-10),0,($N430-0.2*(1000/'Scenario Setup'!$E$159-10))^2/($N430+0.8*(1000/'Scenario Setup'!$E$159-10)))","v":{"$error":"#DIV/0!"}},{"$error":"#DIV/0!"},{"$error":"#DIV/0!"},{"$error":"#DIV/0!"},{"$error":"#DIV/0!"}]
[null,null,null,null,null,null,null,null,null,null,null,null,null,0.2,0.21901028907398334,447,{"$f":"IF($N431<0.2*(1000/'Scenario Setup'!$E$159-10),0,($N431-0.2*(1000/'Scenario Setup'!$E$159-10))^2/($N431+0.8*(1000/'Scenario Setup'!$E$159-10)))","v":{"$error":"#DIV/0!"}},{"$error":"#DIV/0!"},{"$error":"#DIV/0!"},{"$error":"#DIV/0!"},{"$error":"#DIV/0!"}]
[null,null,null,null,null,null,null,null,null,null,null,null,null,0.2,0.21950024497795198,448,{"$f":"IF($N432<0.2*(1000/'Scenario Setup'!$E$159-10),0,($N432-0.2*(1000/'Scenario Setup'!$E$159-10))^2/($N432+0.8*(1000/'Scenario Setup'!$E$159-10)))","v":{"$error":"#DIV/0!"}},{"$error":"#DIV/0!"},{"$error":"#DIV/0!"},{"$error":"#DIV/0!"},{"$error":"#DIV/0!"}]
[null,null,null,null,null,null,null,null,null,null,null,null,null,0.2,0.21999020088192062,449,{"$f":"IF($N433<0.2*(1000/'Scenario Setup'!$E$159-10),0,($N433-0.2*(1000/'Scenario Setup'!$E$159-10))^2/($N433+0.8*(1000/'Scenario Setup'!$E$159-10)))","v":{"$error":"#DIV/0!"}},{"$error":"#DIV/0!"},{"$error":"#DIV/0!"},{"$error":"#DIV/0!"},{"$error":"#DIV/0!"}]
[null,null,null,null,null,null,null,null,null,null,null,null,null,0.2,0.22048015678588928,450,{"$f":"IF($N434<0.2*(1000/'Scenario Setup'!$E$159-10),0,($N434-0.2*(1000/'Scenario Setup'!$E$159-10))^2/($N434+0.8*(1000/'Scenario Setup'!$E$159-10)))","v":{"$error":"#DIV/0!"}},{"$error":"#DIV/0!"},{"$error":"#DIV/0!"},{"$error":"#DIV/0!"},{"$error":"#DIV/0!"}]
[null,null,null,null,null,null,null,null,null,null,null,null,null,0.2,0.22097011268985792,451,{"$f":"IF($N435<0.2*(1000/'Scenario Setup'!$E$159-10),0,($N435-0.2*(1000/'Scenario Setup'!$E$159-10))^2/($N435+0.8*(1000/'Scenario Setup'!$E$159-10)))","v":{"$error":"#DIV/0!"}},{"$error":"#DIV/0!"},{"$error":"#DIV/0!"},{"$error":"#DIV/0!"},{"$error":"#DIV/0!"}]
[null,null,null,null,null,null,null,null,null,null,null,null,null,0.2,0.22146006859382655,452,{"$f":"IF($N436<0.2*(1000/'Scenario Setup'!$E$159-10),0,($N436-0.2*(1000/'Scenario Setup'!$E$159-10))^2/($N436+0.8*(1000/'Scenario Setup'!$E$159-10)))","v":{"$error":"#DIV/0!"}},{"$error":"#DIV/0!"},{"$error":"#DIV/0!"},{"$error":"#DIV/0!"},{"$error":"#DIV/0!"}]
[null,null,null,null,null,null,null,null,null,null,null,null,null,0.2,0.22195002449779519,453,{"$f":"IF($N437<0.2*(1000/'Scenario Setup'!$E$159-10),0,($N437-0.2*(1000/'Scenario Setup'!$E$159-10))^2/($N437+0.8*(1000/'Scenario Setup'!$E$159-10)))","v":{"$error":"#DIV/0!"}},{"$error":"#DIV/0!"},{"$error":"#DIV/0!"},{"$error":"#DIV/0!"},{"$error":"#DIV/0!"}]
[null,null,null,null,null,null,null,null,null,null,null,null,null,0.2,0.22243998040176385,454,{"$f":"IF($N438<0.2*(1000/'Scenario Setup'!$E$159-10),0,($N438-0.2*(1000/'Scenario Setup'!$E$159-10))^2/($N438+0.8*(1000/'Scenario Setup'!$E$159-10)))","v":{"$error":"#DIV/0!"}},{"$error":"#DIV/0!"},{"$error":"#DIV/0!"},{"$error":"#DIV/0!"},{"$error":"#DIV/0!"}]
[null,null,null,null,null,null,null,null,null,null,null,null,null,0.2,0.22292993630573249,455,{"$f":"IF($N439<0.2*(1000/'Scenario Setup'!$E$159-10),0,($N439-0.2*(1000/'Scenario Setup'!$E$159-10))^2/($N439+0.8*(1000/'Scenario Setup'!$E$159-10)))","v":{"$error":"#DIV/0!"}},{"$error":"#DIV/0!"},{"$error":"#DIV/0!"},{"$error":"#DIV/0!"},{"$error":"#DIV/0!"}]
[null,null,null,null,null,null,null,null,null,null,null,null,null,0.2,0.22341989220970113,456,{"$f":"IF($N440<0.2*(1000/'Scenario Setup'!$E$159-10),0,($N440-0.2*(1000/'Scenario Setup'!$E$159-10))^2/($N440+0.8*(1000/'Scenario Setup'!$E$159-10)))","v":{"$error":"#DIV/0!"}},{"$error":"#DIV/0!"},{"$error":"#DIV/0!"},{"$error":"#DIV/0!"},{"$error":"#DIV/0!"}]
[null,null,null,null,null,null,null,null,null,null,null,null,null,0.2,0.22390984811366976,457,{"$f":"IF($N441<0.2*(1000/'Scenario Setup'!$E$159-10),0,($N441-0.2*(1000/'Scenario Setup'!$E$159-10))^2/($N441+0.8*(1000/'Scenario Setup'!$E$159-10)))","v":{"$error":"#DIV/0!"}},{"$error":"#DIV/0!"},{"$error":"#DIV/0!"},{"$error":"#DIV/0!"},{"$error":"#DIV/0!"}]
[null,null,null,null,null,null,null,null,null,null,null,null,null,0.21,0.2243998040176384,458,{"$f":"IF($N442<0.2*(1000/'Scenario Setup'!$E$159-10),0,($N442-0.2*(1000/'Scenario Setup'!$E$159-10))^2/($N442+0.8*(1000/'Scenario Setup'!$E$159-10)))","v":{"$error":"#DIV/0!"}},{"$error":"#DIV/0!"},{"$error":"#DIV/0!"},{"$error":"#DIV/0!"},{"$error":"#DIV/0!"}]
[null,null,null,null,null,null,null,null,null,null,null,null,null,0.21,0.22488975992160706,459,{"$f":"IF($N443<0.2*(1000/'Scenario Setup'!$E$159-10),0,($N443-0.2*(1000/'Scenario Setup'!$E$159-10))^2/($N443+0.8*(1000/'Scenario Setup'!$E$159-10)))","v":{"$error":"#DIV/0!"}},{"$error":"#DIV/0!"},{"$error":"#DIV/0!"},{"$error":"#DIV/0!"},{"$error":"#DIV/0!"}]
[null,null,null,null,null,null,null,null,null,null,null,null,null,0.21,0.2253797158255757,460,{"$f":"IF($N444<0.2*(1000/'Scenario Setup'!$E$159-10),0,($N444-0.2*(1000/'Scenario Setup'!$E$159-10))^2/($N444+0.8*(1000/'Scenario Setup'!$E$159-10)))","v":{"$error":"#DIV/0!"}},{"$error":"#DIV/0!"},{"$error":"#DIV/0!"},{"$error":"#DIV/0!"},{"$error":"#DIV/0!"}]
[null,null,null,null,null,null,null,null,null,null,null,null,null,0.21,0.22586967172954434,461,{"$f":"IF($N445<0.2*(1000/'Scenario Setup'!$E$159-10),0,($N445-0.2*(1000/'Scenario Setup'!$E$159-10))^2/($N445+0.8*(1000/'Scenario Setup'!$E$159-10)))","v":{"$error":"#DIV/0!"}},{"$error":"#DIV/0!"},{"$error":"#DIV/0!"},{"$error":"#DIV/0!"},{"$error":"#DIV/0!"}]
[null,null,null,null,null,null,null,null,null,null,null,null,null,0.21,0.22635962763351297,462,{"$f":"IF($N446<0.2*(1000/'Scenario Setup'!$E$159-10),0,($N446-0.2*(1000/'Scenario Setup'!$E$159-10))^2/($N446+0.8*(1000/'Scenario Setup'!$E$159-10)))","v":{"$error":"#DIV/0!"}},{"$error":"#DIV/0!"},{"$error":"#DIV/0!"},{"$error":"#DIV/0!"},{"$error":"#DIV/0!"}]
[null,null,null,null,null,null,null,null,null,null,null,null,null,0.21,0.22684958353748164,463,{"$f":"IF($N447<0.2*(1000/'Scenario Setup'!$E$159-10),0,($N447-0.2*(1000/'Scenario Setup'!$E$159-10))^2/($N447+0.8*(1000/'Scenario Setup'!$E$159-10)))","v":{"$error":"#DIV/0!"}},{"$error":"#DIV/0!"},{"$error":"#DIV/0!"},{"$error":"#DIV/0!"},{"$error":"#DIV/0!"}]
[null,null,null,null,null,null,null,null,null,null,null,null,null,0.21,0.22733953944145027,464,{"$f":"IF($N448<0.2*(1000/'Scenario Setup'!$E$159-10),0,($N448-0.2*(1000/'Scenario Setup'!$E$159-10))^2/($N448+0.8*(1000/'Scenario Setup'!$E$159-10)))","v":{"$error":"#DIV/0!"}},{"$error":"#DIV/0!"},{"$error":"#DIV/0!"},{"$error":"#DIV/0!"},{"$error":"#DIV/0!"}]
[null,null,null,null,null,null,null,null,null,null,null,null,null,0.21,0.22782949534541891,465,{"$f":"IF($N449<0.2*(1000/'Scenario Setup'!$E$159-10),0,($N449-0.2*(1000/'Scenario Setup'!$E$159-10))^2/($N449+0.8*(1000/'Scenario Setup'!$E$159-10)))","v":{"$error":"#DIV/0!"}},{"$error":"#DIV/0!"},{"$error":"#DIV/0!"},{"$error":"#DIV/0!"},{"$error":"#DIV/0!"}]
[null,null,null,null,null,null,null,null,null,null,null,null,null,0.21,0.22831945124938754,466,{"$f":"IF($N450<0.2*(1000/'Scenario Setup'!$E$159-10),0,($N450-0.2*(1000/'Scenario Setup'!$E$159-10))^2/($N450+0.8*(1000/'Scenario Setup'!$E$159-10)))","v":{"$error":"#DIV/0!"}},{"$error":"#DIV/0!"},{"$error":"#DIV/0!"},{"$error":"#DIV/0!"},{"$error":"#DIV/0!"}]
[null,null,null,null,null,null,null,null,null,null,null,null,null,0.21,0.22880940715335621,467,{"$f":"IF($N451<0.2*(1000/'Scenario Setup'!$E$159-10),0,($N451-0.2*(1000/'Scenario Setup'!$E$159-10))^2/($N451+0.8*(1000/'Scenario Setup'!$E$159-10)))","v":{"$error":"#DIV/0!"}},{"$error":"#DIV/0!"},{"$error":"#DIV/0!"},{"$error":"#DIV/0!"},{"$error":"#DIV/0!"}]
[null,null,null,null,null,null,null,null,null,null,null,null,null,0.21,0.22929936305732485,468,{"$f":"IF($N452<0.2*(1000/'Scenario Setup'!$E$159-10),0,($N452-0.2*(1000/'Scenario Setup'!$E$159-10))^2/($N452+0.8*(1000/'Scenario Setup'!$E$159-10)))","v":{"$error":"#DIV/0!"}},{"$f":"Q452/SUM(Q$4:Q$2025)","v":{"$error":"#DIV/0!"}},{"$error":"#DIV/0!"},{"$error":"#DIV/0!"},{"$error":"#DIV/0!"}]
[null,null,null,null,null,null,null,null,null,null,null,null,null,0.21,{"$f":"P453/2041","v":0.22978931896129348},469,{"$f":"IF($N453<0.2*(1000/'Scenario Setup'!$E$159-10),0,($N453-0.2*(1000/'Scenario Setup'!$E$159-10))^2/($N453+0.8*(1000/'Scenario Setup'!$E$159-10)))","v":{"$error":"#DIV/0!"}},{"$error":"#DIV/0!"},{"$f":"IF(Q453>0,_xlfn.RANK.EQ(Q453,$Q$4:$Q$2025,1),\"\")","v":{"$error":"#DIV/0!"}},{"$f":"IF(S453=\"\",0,_xlfn.RANK.EQ(S453,$S$4:$S$2025,1))","v":{"$error":"#DIV/0!"}},{"$f":"ROUND(T453/COUNTIFS($Q$4:$Q$2025,\">0\"),2)","v":{"$error":"#DIV/0!"}}]
[null,null,null,null,null,null,null,null,null,null,null,null,null,0.21,0.23027927486526212,470,{"$f":"IF($N454<0.2*(1000/'Scenario Setup'!$E$159-10),0,($N454-0.2*(1000/'Scenario Setup'!$E$159-10))^2/($N454+0.8*(1000/'Scenario Setup'!$E$159-10)))","v":{"$error":"#DIV/0!"}},{"$error":"#DIV/0!"},{"$error":"#DIV/0!"},{"$error":"#DIV/0!"},{"$error":"#DIV/0!"}]
[null,null,null,null,null,null,null,null,null,null,null,null,null,0.21,0.23076923076923078,471,{"$f":"IF($N455<0.2*(1000/'Scenario Setup'!$E$159-10),0,($N455-0.2*(1000/'Scenario Setup'!$E$159-10))^2/($N455+0.8*(1000/'Scenario Setup'!$E$159-10)))","v":{"$error":"#DIV/0!"}},{"$error":"#DIV/0!"},{"$error":"#DIV/0!"},{"$error":"#DIV/0!"},{"$error":"#DIV/0!"}]
[null,null,null,null,null,null,null,null,null,null,null,null,null,0.21,0.23125918667319942,472,{"$f":"IF($N456<0.2*(1000/'Scenario Setup'!$E$159-10),0,($N456-0.2*(1000/'Scenario Setup'!$E$159-10))^2/($N456+0.8*(1000/'Scenario Setup'!$E$159-10)))","v":{"$error":"#DIV/0!"}},{"$error":"#DIV/0!"},{"$error":"#DIV/0!"},{"$error":"#DIV/0!"},{"$error":"#DIV/0!"}]
[null,null,null,null,null,null,null,null,null,null,null,null,null,0.21,0.23174914257716805,473,{"$f":"IF($N457<0.2*(1000/'Scenario Setup'!$E$159-10),0,($N457-0.2*(1000/'Scenario Setup'!$E$159-10))^2/($N457+0.8*(1000/'Scenario Setup'!$E$159-10)))","v":{"$error":"#DIV/0!"}},{"$error":"#DIV/0!"},{"$error":"#DIV/0!"},{"$error":"#DIV/0!"},{"$error":"#DIV/0!"}]
[null,null,null,null,null,null,null,null,null,null,null,null,null,0.21,0.23223909848113669,474,{"$f":"IF($N458<0.2*(1000/'Scenario Setup'!$E$159-10),0,($N458-0.2*(1000/'Scenario Setup'!$E$159-10))^2/($N458+0.8*(1000/'Scenario Setup'!$E$159-10)))","v":{"$error":"#DIV/0!"}},{"$error":"#DIV/0!"},{"$error":"#DIV/0!"},{"$error":"#DIV/0!"},{"$error":"#DIV/0!"}]
[null,null,null,null,null,null,null,null,null,null,null,null,null,0.21,0.23272905438510533,475,{"$f":"IF($N459<0.2*(1000/'Scenario Setup'!$E$159-10),0,($N459-0.2*(1000/'Scenario Setup'!$E$159-10))^2/($N459+0.8*(1000/'Scenario Setup'!$E$159-10)))","v":{"$error":"#DIV/0!"}},{"$error":"#DIV/0!"},{"$error":"#DIV/0!"},{"$error":"#DIV/0!"},{"$error":"#DIV/0!"}]
[null,null,null,null,null,null,null,null,null,null,null,null,null,0.21,0.23321901028907399,476,{"$f":"IF($N460<0.2*(1000/'Scenario Setup'!$E$159-10),0,($N460-0.2*(1000/'Scenario Setup'!$E$159-10))^2/($N460+0.8*(1000/'Scenario Setup'!$E$159-10)))","v":{"$error":"#DIV/0!"}},{"$error":"#DIV/0!"},{"$error":"#DIV/0!"},{"$error":"#DIV/0!"},{"$error":"#DIV/0!"}]
[null,null,null,null,null,null,null,null,null,null,null,null,null,0.21,0.23370896619304263,477,{"$f":"IF($N461<0.2*(1000/'Scenario Setup'!$E$159-10),0,($N461-0.2*(1000/'Scenario Setup'!$E$159-10))^2/($N461+0.8*(1000/'Scenario Setup'!$E$159-10)))","v":{"$error":"#DIV/0!"}},{"$error":"#DIV/0!"},{"$error":"#DIV/0!"},{"$error":"#DIV/0!"},{"$error":"#DIV/0!"}]
[null,null,null,null,null,null,null,null,null,null,null,null,null,0.21,0.23419892209701126,478,{"$f":"IF($N462<0.2*(1000/'Scenario Setup'!$E$159-10),0,($N462-0.2*(1000/'Scenario Setup'!$E$159-10))^2/($N462+0.8*(1000/'Scenario Setup'!$E$159-10)))","v":{"$error":"#DIV/0!"}},{"$error":"#DIV/0!"},{"$error":"#DIV/0!"},{"$error":"#DIV/0!"},{"$error":"#DIV/0!"}]
[null,null,null,null,null,null,null,null,null,null,null,null,null,0.21,0.2346888780009799,479,{"$f":"IF($N463<0.2*(1000/'Scenario Setup'!$E$159-10),0,($N463-0.2*(1000/'Scenario Setup'!$E$159-10))^2/($N463+0.8*(1000/'Scenario Setup'!$E$159-10)))","v":{"$error":"#DIV/0!"}},{"$error":"#DIV/0!"},{"$error":"#DIV/0!"},{"$error":"#DIV/0!"},{"$error":"#DIV/0!"}]
[null,null,null,null,null,null,null,null,null,null,null,null,null,0.21,0.23517883390494856,480,{"$f":"IF($N464<0.2*(1000/'Scenario Setup'!$E$159-10),0,($N464-0.2*(1000/'Scenario Setup'!$E$159-10))^2/($N464+0.8*(1000/'Scenario Setup'!$E$159-10)))","v":{"$error":"#DIV/0!"}},{"$error":"#DIV/0!"},{"$error":"#DIV/0!"},{"$error":"#DIV/0!"},{"$error":"#DIV/0!"}]
[null,null,null,null,null,null,null,null,null,null,null,null,null,0.21,0.2356687898089172,481,{"$f":"IF($N465<0.2*(1000/'Scenario Setup'!$E$159-10),0,($N465-0.2*(1000/'Scenario Setup'!$E$159-10))^2/($N465+0.8*(1000/'Scenario Setup'!$E$159-10)))","v":{"$error":"#DIV/0!"}},{"$error":"#DIV/0!"},{"$error":"#DIV/0!"},{"$error":"#DIV/0!"},{"$error":"#DIV/0!"}]
[null,null,null,null,null,null,null,null,null,null,null,null,null,0.21,0.23615874571288584,482,{"$f":"IF($N466<0.2*(1000/'Scenario Setup'!$E$159-10),0,($N466-0.2*(1000/'Scenario Setup'!$E$159-10))^2/($N466+0.8*(1000/'Scenario Setup'!$E$159-10)))","v":{"$error":"#DIV/0!"}},{"$error":"#DIV/0!"},{"$error":"#DIV/0!"},{"$error":"#DIV/0!"},{"$error":"#DIV/0!"}]
[null,null,null,null,null,null,null,null,null,null,null,null,null,0.21,0.23664870161685447,483,{"$f":"IF($N467<0.2*(1000/'Scenario Setup'!$E$159-10),0,($N467-0.2*(1000/'Scenario Setup'!$E$159-10))^2/($N467+0.8*(1000/'Scenario Setup'!$E$159-10)))","v":{"$error":"#DIV/0!"}},{"$error":"#DIV/0!"},{"$error":"#DIV/0!"},{"$error":"#DIV/0!"},{"$error":"#DIV/0!"}]
[null,null,null,null,null,null,null,null,null,null,null,null,null,0.21,0.23713865752082314,484,{"$f":"IF($N468<0.2*(1000/'Scenario Setup'!$E$159-10),0,($N468-0.2*(1000/'Scenario Setup'!$E$159-10))^2/($N468+0.8*(1000/'Scenario Setup'!$E$159-10)))","v":{"$error":"#DIV/0!"}},{"$error":"#DIV/0!"},{"$error":"#DIV/0!"},{"$error":"#DIV/0!"},{"$error":"#DIV/0!"}]
[null,null,null,null,null,null,null,null,null,null,null,null,null,0.21,0.23762861342479177,485,{"$f":"IF($N469<0.2*(1000/'Scenario Setup'!$E$159-10),0,($N469-0.2*(1000/'Scenario Setup'!$E$159-10))^2/($N469+0.8*(1000/'Scenario Setup'!$E$159-10)))","v":{"$error":"#DIV/0!"}},{"$error":"#DIV/0!"},{"$error":"#DIV/0!"},{"$error":"#DIV/0!"},{"$error":"#DIV/0!"}]
[null,null,null,null,null,null,null,null,null,null,null,null,null,0.21,0.23811856932876041,486,{"$f":"IF($N470<0.2*(1000/'Scenario Setup'!$E$159-10),0,($N470-0.2*(1000/'Scenario Setup'!$E$159-10))^2/($N470+0.8*(1000/'Scenario Setup'!$E$159-10)))","v":{"$error":"#DIV/0!"}},{"$error":"#DIV/0!"},{"$error":"#DIV/0!"},{"$error":"#DIV/0!"},{"$error":"#DIV/0!"}]
[null,null,null,null,null,null,null,null,null,null,null,null,null,0.21,0.23860852523272905,487,{"$f":"IF($N471<0.2*(1000/'Scenario Setup'!$E$159-10),0,($N471-0.2*(1000/'Scenario Setup'!$E$159-10))^2/($N471+0.8*(1000/'Scenario Setup'!$E$159-10)))","v":{"$error":"#DIV/0!"}},{"$error":"#DIV/0!"},{"$error":"#DIV/0!"},{"$error":"#DIV/0!"},{"$error":"#DIV/0!"}]
[null,null,null,null,null,null,null,null,null,null,null,null,null,0.21,0.23909848113669771,488,{"$f":"IF($N472<0.2*(1000/'Scenario Setup'!$E$159-10),0,($N472-0.2*(1000/'Scenario Setup'!$E$159-10))^2/($N472+0.8*(1000/'Scenario Setup'!$E$159-10)))","v":{"$error":"#DIV/0!"}},{"$error":"#DIV/0!"},{"$error":"#DIV/0!"},{"$error":"#DIV/0!"},{"$error":"#DIV/0!"}]
[null,null,null,null,null,null,null,null,null,null,null,null,null,0.21,0.23958843704066635,489,{"$f":"IF($N473<0.2*(1000/'Scenario Setup'!$E$159-10),0,($N473-0.2*(1000/'Scenario Setup'!$E$159-10))^2/($N473+0.8*(1000/'Scenario Setup'!$E$159-10)))","v":{"$error":"#DIV/0!"}},{"$error":"#DIV/0!"},{"$error":"#DIV/0!"},{"$error":"#DIV/0!"},{"$error":"#DIV/0!"}]
[null,null,null,null,null,null,null,null,null,null,null,null,null,0.21,0.24007839294463498,490,{"$f":"IF($N474<0.2*(1000/'Scenario Setup'!$E$159-10),0,($N474-0.2*(1000/'Scenario Setup'!$E$159-10))^2/($N474+0.8*(1000/'Scenario Setup'!$E$159-10)))","v":{"$error":"#DIV/0!"}},{"$error":"#DIV/0!"},{"$error":"#DIV/0!"},{"$error":"#DIV/0!"},{"$error":"#DIV/0!"}]
[null,null,null,null,null,null,null,null,null,null,null,null,null,0.22,0.24056834884860362,491,{"$f":"IF($N475<0.2*(1000/'Scenario Setup'!$E$159-10),0,($N475-0.2*(1000/'Scenario Setup'!$E$159-10))^2/($N475+0.8*(1000/'Scenario Setup'!$E$159-10)))","v":{"$error":"#DIV/0!"}},{"$error":"#DIV/0!"},{"$error":"#DIV/0!"},{"$error":"#DIV/0!"},{"$error":"#DIV/0!"}]
[null,null,null,null,null,null,null,null,null,null,null,null,null,0.22,0.24105830475257226,492,{"$f":"IF($N476<0.2*(1000/'Scenario Setup'!$E$159-10),0,($N476-0.2*(1000/'Scenario Setup'!$E$159-10))^2/($N476+0.8*(1000/'Scenario Setup'!$E$159-10)))","v":{"$error":"#DIV/0!"}},{"$error":"#DIV/0!"},{"$error":"#DIV/0!"},{"$error":"#DIV/0!"},{"$error":"#DIV/0!"}]
[null,null,null,null,null,null,null,null,null,null,null,null,null,0.22,0.24154826065654092,493,{"$f":"IF($N477<0.2*(1000/'Scenario Setup'!$E$159-10),0,($N477-0.2*(1000/'Scenario Setup'!$E$159-10))^2/($N477+0.8*(1000/'Scenario Setup'!$E$159-10)))","v":{"$error":"#DIV/0!"}},{"$error":"#DIV/0!"},{"$error":"#DIV/0!"},{"$error":"#DIV/0!"},{"$error":"#DIV/0!"}]
[null,null,null,null,null,null,null,null,null,null,null,null,null,0.22,0.24203821656050956,494,{"$f":"IF($N478<0.2*(1000/'Scenario Setup'!$E$159-10),0,($N478-0.2*(1000/'Scenario Setup'!$E$159-10))^2/($N478+0.8*(1000/'Scenario Setup'!$E$159-10)))","v":{"$error":"#DIV/0!"}},{"$error":"#DIV/0!"},{"$error":"#DIV/0!"},{"$error":"#DIV/0!"},{"$error":"#DIV/0!"}]
[null,null,null,null,null,null,null,null,null,null,null,null,null,0.22,0.24252817246447819,495,{"$f":"IF($N479<0.2*(1000/'Scenario Setup'!$E$159-10),0,($N479-0.2*(1000/'Scenario Setup'!$E$159-10))^2/($N479+0.8*(1000/'Scenario Setup'!$E$159-10)))","v":{"$error":"#DIV/0!"}},{"$error":"#DIV/0!"},{"$error":"#DIV/0!"},{"$error":"#DIV/0!"},{"$error":"#DIV/0!"}]
[null,null,null,null,null,null,null,null,null,null,null,null,null,0.22,0.24301812836844683,496,{"$f":"IF($N480<0.2*(1000/'Scenario Setup'!$E$159-10),0,($N480-0.2*(1000/'Scenario Setup'!$E$159-10))^2/($N480+0.8*(1000/'Scenario Setup'!$E$159-10)))","v":{"$error":"#DIV/0!"}},{"$error":"#DIV/0!"},{"$error":"#DIV/0!"},{"$error":"#DIV/0!"},{"$error":"#DIV/0!"}]
[null,null,null,null,null,null,null,null,null,null,null,null,null,0.22,0.24350808427241549,497,{"$f":"IF($N481<0.2*(1000/'Scenario Setup'!$E$159-10),0,($N481-0.2*(1000/'Scenario Setup'!$E$159-10))^2/($N481+0.8*(1000/'Scenario Setup'!$E$159-10)))","v":{"$error":"#DIV/0!"}},{"$error":"#DIV/0!"},{"$error":"#DIV/0!"},{"$error":"#DIV/0!"},{"$error":"#DIV/0!"}]
[null,null,null,null,null,null,null,null,null,null,null,null,null,0.22,0.24399804017638413,498,{"$f":"IF($N482<0.2*(1000/'Scenario Setup'!$E$159-10),0,($N482-0.2*(1000/'Scenario Setup'!$E$159-10))^2/($N482+0.8*(1000/'Scenario Setup'!$E$159-10)))","v":{"$error":"#DIV/0!"}},{"$error":"#DIV/0!"},{"$error":"#DIV/0!"},{"$error":"#DIV/0!"},{"$error":"#DIV/0!"}]
[null,null,null,null,null,null,null,null,null,null,null,null,null,0.22,0.24448799608035277,499,{"$f":"IF($N483<0.2*(1000/'Scenario Setup'!$E$159-10),0,($N483-0.2*(1000/'Scenario Setup'!$E$159-10))^2/($N483+0.8*(1000/'Scenario Setup'!$E$159-10)))","v":{"$error":"#DIV/0!"}},{"$error":"#DIV/0!"},{"$error":"#DIV/0!"},{"$error":"#DIV/0!"},{"$error":"#DIV/0!"}]
[null,null,null,null,null,null,null,null,null,null,null,null,null,0.22,0.2449779519843214,500,{"$f":"IF($N484<0.2*(1000/'Scenario Setup'!$E$159-10),0,($N484-0.2*(1000/'Scenario Setup'!$E$159-10))^2/($N484+0.8*(1000/'Scenario Setup'!$E$159-10)))","v":{"$error":"#DIV/0!"}},{"$error":"#DIV/0!"},{"$error":"#DIV/0!"},{"$error":"#DIV/0!"},{"$error":"#DIV/0!"}]
[null,null,null,null,null,null,null,null,null,null,null,null,null,0.22,0.24546790788829007,501,{"$f":"IF($N485<0.2*(1000/'Scenario Setup'!$E$159-10),0,($N485-0.2*(1000/'Scenario Setup'!$E$159-10))^2/($N485+0.8*(1000/'Scenario Setup'!$E$159-10)))","v":{"$error":"#DIV/0!"}},{"$error":"#DIV/0!"},{"$error":"#DIV/0!"},{"$error":"#DIV/0!"},{"$error":"#DIV/0!"}]
[null,null,null,null,null,null,null,null,null,null,null,null,null,0.22,0.2459578637922587,502,{"$f":"IF($N486<0.2*(1000/'Scenario Setup'!$E$159-10),0,($N486-0.2*(1000/'Scenario Setup'!$E$159-10))^2/($N486+0.8*(1000/'Scenario Setup'!$E$159-10)))","v":{"$error":"#DIV/0!"}},{"$error":"#DIV/0!"},{"$error":"#DIV/0!"},{"$error":"#DIV/0!"},{"$error":"#DIV/0!"}]
[null,null,null,null,null,null,null,null,null,null,null,null,null,0.22,0.24644781969622734,503,{"$f":"IF($N487<0.2*(1000/'Scenario Setup'!$E$159-10),0,($N487-0.2*(1000/'Scenario Setup'!$E$159-10))^2/($N487+0.8*(1000/'Scenario Setup'!$E$159-10)))","v":{"$error":"#DIV/0!"}},{"$error":"#DIV/0!"},{"$error":"#DIV/0!"},{"$error":"#DIV/0!"},{"$error":"#DIV/0!"}]
[null,null,null,null,null,null,null,null,null,null,null,null,null,0.22,0.24693777560019597,504,{"$f":"IF($N488<0.2*(1000/'Scenario Setup'!$E$159-10),0,($N488-0.2*(1000/'Scenario Setup'!$E$159-10))^2/($N488+0.8*(1000/'Scenario Setup'!$E$159-10)))","v":{"$error":"#DIV/0!"}},{"$error":"#DIV/0!"},{"$error":"#DIV/0!"},{"$error":"#DIV/0!"},{"$error":"#DIV/0!"}]
[null,null,null,null,null,null,null,null,null,null,null,null,null,0.22,0.24742773150416464,505,{"$f":"IF($N489<0.2*(1000/'Scenario Setup'!$E$159-10),0,($N489-0.2*(1000/'Scenario Setup'!$E$159-10))^2/($N489+0.8*(1000/'Scenario Setup'!$E$159-10)))","v":{"$error":"#DIV/0!"}},{"$error":"#DIV/0!"},{"$error":"#DIV/0!"},{"$error":"#DIV/0!"},{"$error":"#DIV/0!"}]
[null,null,null,null,null,null,null,null,null,null,null,null,null,0.22,0.24791768740813327,506,{"$f":"IF($N490<0.2*(1000/'Scenario Setup'!$E$159-10),0,($N490-0.2*(1000/'Scenario Setup'!$E$159-10))^2/($N490+0.8*(1000/'Scenario Setup'!$E$159-10)))","v":{"$error":"#DIV/0!"}},{"$error":"#DIV/0!"},{"$error":"#DIV/0!"},{"$error":"#DIV/0!"},{"$error":"#DIV/0!"}]
[null,null,null,null,null,null,null,null,null,null,null,null,null,0.22,0.24840764331210191,507,{"$f":"IF($N491<0.2*(1000/'Scenario Setup'!$E$159-10),0,($N491-0.2*(1000/'Scenario Setup'!$E$159-10))^2/($N491+0.8*(1000/'Scenario Setup'!$E$159-10)))","v":{"$error":"#DIV/0!"}},{"$error":"#DIV/0!"},{"$error":"#DIV/0!"},{"$error":"#DIV/0!"},{"$error":"#DIV/0!"}]
[null,null,null,null,null,null,null,null,null,null,null,null,null,0.22,0.24889759921607055,508,{"$f":"IF($N492<0.2*(1000/'Scenario Setup'!$E$159-10),0,($N492-0.2*(1000/'Scenario Setup'!$E$159-10))^2/($N492+0.8*(1000/'Scenario Setup'!$E$159-10)))","v":{"$error":"#DIV/0!"}},{"$error":"#DIV/0!"},{"$error":"#DIV/0!"},{"$error":"#DIV/0!"},{"$error":"#DIV/0!"}]
[null,null,null,null,null,null,null,null,null,null,null,null,null,0.22,0.24938755512003918,509,{"$f":"IF($N493<0.2*(1000/'Scenario Setup'!$E$159-10),0,($N493-0.2*(1000/'Scenario Setup'!$E$159-10))^2/($N493+0.8*(1000/'Scenario Setup'!$E$159-10)))","v":{"$error":"#DIV/0!"}},{"$error":"#DIV/0!"},{"$error":"#DIV/0!"},{"$error":"#DIV/0!"},{"$error":"#DIV/0!"}]
[null,null,null,null,null,null,null,null,null,null,null,null,null,0.22,0.24987751102400785,510,{"$f":"IF($N494<0.2*(1000/'Scenario Setup'!$E$159-10),0,($N494-0.2*(1000/'Scenario Setup'!$E$159-10))^2/($N494+0.8*(1000/'Scenario Setup'!$E$159-10)))","v":{"$error":"#DIV/0!"}},{"$error":"#DIV/0!"},{"$error":"#DIV/0!"},{"$error":"#DIV/0!"},{"$error":"#DIV/0!"}]
[null,null,null,null,null,null,null,null,null,null,null,null,null,0.22,0.25036746692797646,511,{"$f":"IF($N495<0.2*(1000/'Scenario Setup'!$E$159-10),0,($N495-0.2*(1000/'Scenario Setup'!$E$159-10))^2/($N495+0.8*(1000/'Scenario Setup'!$E$159-10)))","v":{"$error":"#DIV/0!"}},{"$error":"#DIV/0!"},{"$error":"#DIV/0!"},{"$error":"#DIV/0!"},{"$error":"#DIV/0!"}]
[null,null,null,null,null,null,null,null,null,null,null,null,null,0.22,0.25085742283194512,512,{"$f":"IF($N496<0.2*(1000/'Scenario Setup'!$E$159-10),0,($N496-0.2*(1000/'Scenario Setup'!$E$159-10))^2/($N496+0.8*(1000/'Scenario Setup'!$E$159-10)))","v":{"$error":"#DIV/0!"}},{"$error":"#DIV/0!"},{"$error":"#DIV/0!"},{"$error":"#DIV/0!"},{"$error":"#DIV/0!"}]
[null,null,null,null,null,null,null,null,null,null,null,null,null,0.22,0.25134737873591378,513,{"$f":"IF($N497<0.2*(1000/'Scenario Setup'!$E$159-10),0,($N497-0.2*(1000/'Scenario Setup'!$E$159-10))^2/($N497+0.8*(1000/'Scenario Setup'!$E$159-10)))","v":{"$error":"#DIV/0!"}},{"$error":"#DIV/0!"},{"$error":"#DIV/0!"},{"$error":"#DIV/0!"},{"$error":"#DIV/0!"}]
[null,null,null,null,null,null,null,null,null,null,null,null,null,0.22,0.25183733463988239,514,{"$f":"IF($N498<0.2*(1000/'Scenario Setup'!$E$159-10),0,($N498-0.2*(1000/'Scenario Setup'!$E$159-10))^2/($N498+0.8*(1000/'Scenario Setup'!$E$159-10)))","v":{"$error":"#DIV/0!"}},{"$error":"#DIV/0!"},{"$error":"#DIV/0!"},{"$error":"#DIV/0!"},{"$error":"#DIV/0!"}]
[null,null,null,null,null,null,null,null,null,null,null,null,null,0.22,0.25232729054385106,515,{"$f":"IF($N499<0.2*(1000/'Scenario Setup'!$E$159-10),0,($N499-0.2*(1000/'Scenario Setup'!$E$159-10))^2/($N499+0.8*(1000/'Scenario Setup'!$E$159-10)))","v":{"$error":"#DIV/0!"}},{"$error":"#DIV/0!"},{"$error":"#DIV/0!"},{"$error":"#DIV/0!"},{"$error":"#DIV/0!"}]
[null,null,null,null,null,null,null,null,null,null,null,null,null,0.22,0.25281724644781972,516,{"$f":"IF($N500<0.2*(1000/'Scenario Setup'!$E$159-10),0,($N500-0.2*(1000/'Scenario Setup'!$E$159-10))^2/($N500+0.8*(1000/'Scenario Setup'!$E$159-10)))","v":{"$error":"#DIV/0!"}},{"$error":"#DIV/0!"},{"$error":"#DIV/0!"},{"$error":"#DIV/0!"},{"$error":"#DIV/0!"}]
[null,null,null,null,null,null,null,null,null,null,null,null,null,0.22,0.25330720235178833,517,{"$f":"IF($N501<0.2*(1000/'Scenario Setup'!$E$159-10),0,($N501-0.2*(1000/'Scenario Setup'!$E$159-10))^2/($N501+0.8*(1000/'Scenario Setup'!$E$159-10)))","v":{"$error":"#DIV/0!"}},{"$error":"#DIV/0!"},{"$error":"#DIV/0!"},{"$error":"#DIV/0!"},{"$error":"#DIV/0!"}]
[null,null,null,null,null,null,null,null,null,null,null,null,null,0.22,0.25379715825575699,518,{"$f":"IF($N502<0.2*(1000/'Scenario Setup'!$E$159-10),0,($N502-0.2*(1000/'Scenario Setup'!$E$159-10))^2/($N502+0.8*(1000/'Scenario Setup'!$E$159-10)))","v":{"$error":"#DIV/0!"}},{"$error":"#DIV/0!"},{"$error":"#DIV/0!"},{"$error":"#DIV/0!"},{"$error":"#DIV/0!"}]
[null,null,null,null,null,null,null,null,null,null,null,null,null,0.22,0.2542871141597256,519,{"$f":"IF($N503<0.2*(1000/'Scenario Setup'!$E$159-10),0,($N503-0.2*(1000/'Scenario Setup'!$E$159-10))^2/($N503+0.8*(1000/'Scenario Setup'!$E$159-10)))","v":{"$error":"#DIV/0!"}},{"$error":"#DIV/0!"},{"$error":"#DIV/0!"},{"$error":"#DIV/0!"},{"$error":"#DIV/0!"}]
[null,null,null,null,null,null,null,null,null,null,null,null,null,0.22,0.25477707006369427,520,{"$f":"IF($N504<0.2*(1000/'Scenario Setup'!$E$159-10),0,($N504-0.2*(1000/'Scenario Setup'!$E$159-10))^2/($N504+0.8*(1000/'Scenario Setup'!$E$159-10)))","v":{"$error":"#DIV/0!"}},{"$error":"#DIV/0!"},{"$error":"#DIV/0!"},{"$error":"#DIV/0!"},{"$error":"#DIV/0!"}]
[null,null,null,null,null,null,null,null,null,null,null,null,null,0.22,0.25526702596766293,521,{"$f":"IF($N505<0.2*(1000/'Scenario Setup'!$E$159-10),0,($N505-0.2*(1000/'Scenario Setup'!$E$159-10))^2/($N505+0.8*(1000/'Scenario Setup'!$E$159-10)))","v":{"$error":"#DIV/0!"}},{"$error":"#DIV/0!"},{"$error":"#DIV/0!"},{"$error":"#DIV/0!"},{"$error":"#DIV/0!"}]
[null,null,null,null,null,null,null,null,null,null,null,null,null,0.22,0.25575698187163154,522,{"$f":"IF($N506<0.2*(1000/'Scenario Setup'!$E$159-10),0,($N506-0.2*(1000/'Scenario Setup'!$E$159-10))^2/($N506+0.8*(1000/'Scenario Setup'!$E$159-10)))","v":{"$error":"#DIV/0!"}},{"$error":"#DIV/0!"},{"$error":"#DIV/0!"},{"$error":"#DIV/0!"},{"$error":"#DIV/0!"}]
[null,null,null,null,null,null,null,null,null,null,null,null,null,0.22,0.2562469377756002,523,{"$f":"IF($N507<0.2*(1000/'Scenario Setup'!$E$159-10),0,($N507-0.2*(1000/'Scenario Setup'!$E$159-10))^2/($N507+0.8*(1000/'Scenario Setup'!$E$159-10)))","v":{"$error":"#DIV/0!"}},{"$error":"#DIV/0!"},{"$error":"#DIV/0!"},{"$error":"#DIV/0!"},{"$error":"#DIV/0!"}]
[null,null,null,null,null,null,null,null,null,null,null,null,null,0.22,0.25673689367956881,524,{"$f":"IF($N508<0.2*(1000/'Scenario Setup'!$E$159-10),0,($N508-0.2*(1000/'Scenario Setup'!$E$159-10))^2/($N508+0.8*(1000/'Scenario Setup'!$E$159-10)))","v":{"$error":"#DIV/0!"}},{"$error":"#DIV/0!"},{"$error":"#DIV/0!"},{"$error":"#DIV/0!"},{"$error":"#DIV/0!"}]
[null,null,null,null,null,null,null,null,null,null,null,null,null,0.22,0.25722684958353748,525,{"$f":"IF($N509<0.2*(1000/'Scenario Setup'!$E$159-10),0,($N509-0.2*(1000/'Scenario Setup'!$E$159-10))^2/($N509+0.8*(1000/'Scenario Setup'!$E$159-10)))","v":{"$error":"#DIV/0!"}},{"$error":"#DIV/0!"},{"$error":"#DIV/0!"},{"$error":"#DIV/0!"},{"$error":"#DIV/0!"}]
[null,null,null,null,null,null,null,null,null,null,null,null,null,0.22,0.25771680548750614,526,{"$f":"IF($N510<0.2*(1000/'Scenario Setup'!$E$159-10),0,($N510-0.2*(1000/'Scenario Setup'!$E$159-10))^2/($N510+0.8*(1000/'Scenario Setup'!$E$159-10)))","v":{"$error":"#DIV/0!"}},{"$error":"#DIV/0!"},{"$error":"#DIV/0!"},{"$error":"#DIV/0!"},{"$error":"#DIV/0!"}]
[null,null,null,null,null,null,null,null,null,null,null,null,null,0.22,0.25820676139147475,527,{"$f":"IF($N511<0.2*(1000/'Scenario Setup'!$E$159-10),0,($N511-0.2*(1000/'Scenario Setup'!$E$159-10))^2/($N511+0.8*(1000/'Scenario Setup'!$E$159-10)))","v":{"$error":"#DIV/0!"}},{"$error":"#DIV/0!"},{"$error":"#DIV/0!"},{"$error":"#DIV/0!"},{"$error":"#DIV/0!"}]
[null,null,null,null,null,null,null,null,null,null,null,null,null,0.22,0.25869671729544341,528,{"$f":"IF($N512<0.2*(1000/'Scenario Setup'!$E$159-10),0,($N512-0.2*(1000/'Scenario Setup'!$E$159-10))^2/($N512+0.8*(1000/'Scenario Setup'!$E$159-10)))","v":{"$error":"#DIV/0!"}},{"$error":"#DIV/0!"},{"$error":"#DIV/0!"},{"$error":"#DIV/0!"},{"$error":"#DIV/0!"}]
[null,null,null,null,null,null,null,null,null,null,null,null,null,0.22,0.25918667319941208,529,{"$f":"IF($N513<0.2*(1000/'Scenario Setup'!$E$159-10),0,($N513-0.2*(1000/'Scenario Setup'!$E$159-10))^2/($N513+0.8*(1000/'Scenario Setup'!$E$159-10)))","v":{"$error":"#DIV/0!"}},{"$error":"#DIV/0!"},{"$error":"#DIV/0!"},{"$error":"#DIV/0!"},{"$error":"#DIV/0!"}]
[null,null,null,null,null,null,null,null,null,null,null,null,null,0.22,0.25967662910338069,530,{"$f":"IF($N514<0.2*(1000/'Scenario Setup'!$E$159-10),0,($N514-0.2*(1000/'Scenario Setup'!$E$159-10))^2/($N514+0.8*(1000/'Scenario Setup'!$E$159-10)))","v":{"$error":"#DIV/0!"}},{"$error":"#DIV/0!"},{"$error":"#DIV/0!"},{"$error":"#DIV/0!"},{"$error":"#DIV/0!"}]
[null,null,null,null,null,null,null,null,null,null,null,null,null,0.23,0.26016658500734935,531,{"$f":"IF($N515<0.2*(1000/'Scenario Setup'!$E$159-10),0,($N515-0.2*(1000/'Scenario Setup'!$E$159-10))^2/($N515+0.8*(1000/'Scenario Setup'!$E$159-10)))","v":{"$error":"#DIV/0!"}},{"$error":"#DIV/0!"},{"$error":"#DIV/0!"},{"$error":"#DIV/0!"},{"$error":"#DIV/0!"}]
[null,null,null,null,null,null,null,null,null,null,null,null,null,0.23,0.26065654091131796,532,{"$f":"IF($N516<0.2*(1000/'Scenario Setup'!$E$159-10),0,($N516-0.2*(1000/'Scenario Setup'!$E$159-10))^2/($N516+0.8*(1000/'Scenario Setup'!$E$159-10)))","v":{"$error":"#DIV/0!"}},{"$f":"Q516/SUM(Q$4:Q$2025)","v":{"$error":"#DIV/0!"}},{"$error":"#DIV/0!"},{"$error":"#DIV/0!"},{"$error":"#DIV/0!"}]
[null,null,null,null,null,null,null,null,null,null,null,null,null,0.23,{"$f":"P517/2041","v":0.26114649681528662},533,{"$f":"IF($N517<0.2*(1000/'Scenario Setup'!$E$159-10),0,($N517-0.2*(1000/'Scenario Setup'!$E$159-10))^2/($N517+0.8*(1000/'Scenario Setup'!$E$159-10)))","v":{"$error":"#DIV/0!"}},{"$error":"#DIV/0!"},{"$f":"IF(Q517>0,_xlfn.RANK.EQ(Q517,$Q$4:$Q$2025,1),\"\")","v":{"$error":"#DIV/0!"}},{"$f":"IF(S517=\"\",0,_xlfn.RANK.EQ(S517,$S$4:$S$2025,1))","v":{"$error":"#DIV/0!"}},{"$f":"ROUND(T517/COUNTIFS($Q$4:$Q$2025,\">0\"),2)","v":{"$error":"#DIV/0!"}}]
[null,null,null,null,null,null,null,null,null,null,null,null,null,0.23,0.26163645271925529,534,{"$f":"IF($N518<0.2*(1000/'Scenario Setup'!$E$159-10),0,($N518-0.2*(1000/'Scenario Setup'!$E$159-10))^2/($N518+0.8*(1000/'Scenario Setup'!$E$159-10)))","v":{"$error":"#DIV/0!"}},{"$error":"#DIV/0!"},{"$error":"#DIV/0!"},{"$error":"#DIV/0!"},{"$error":"#DIV/0!"}]
[null,null,null,null,null,null,null,null,null,null,null,null,null,0.23,0.26212640862322389,535,{"$f":"IF($N519<0.2*(1000/'Scenario Setup'!$E$159-10),0,($N519-0.2*(1000/'Scenario Setup'!$E$159-10))^2/($N519+0.8*(1000/'Scenario Setup'!$E$159-10)))","v":{"$error":"#DIV/0!"}},{"$error":"#DIV/0!"},{"$error":"#DIV/0!"},{"$error":"#DIV/0!"},{"$error":"#DIV/0!"}]
[null,null,null,null,null,null,null,null,null,null,null,null,null,0.23,0.26261636452719256,536,{"$f":"IF($N520<0.2*(1000/'Scenario Setup'!$E$159-10),0,($N520-0.2*(1000/'Scenario Setup'!$E$159-10))^2/($N520+0.8*(1000/'Scenario Setup'!$E$159-10)))","v":{"$error":"#DIV/0!"}},{"$error":"#DIV/0!"},{"$error":"#DIV/0!"},{"$error":"#DIV/0!"},{"$error":"#DIV/0!"}]
[null,null,null,null,null,null,null,null,null,null,null,null,null,0.23,0.26310632043116122,537,{"$f":"IF($N521<0.2*(1000/'Scenario Setup'!$E$159-10),0,($N521-0.2*(1000/'Scenario Setup'!$E$159-10))^2/($N521+0.8*(1000/'Scenario Setup'!$E$159-10)))","v":{"$error":"#DIV/0!"}},{"$error":"#DIV/0!"},{"$error":"#DIV/0!"},{"$error":"#DIV/0!"},{"$error":"#DIV/0!"}]
[null,null,null,null,null,null,null,null,null,null,null,null,null,0.23,0.26359627633512983,538,{"$f":"IF($N522<0.2*(1000/'Scenario Setup'!$E$159-10),0,($N522-0.2*(1000/'Scenario Setup'!$E$159-10))^2/($N522+0.8*(1000/'Scenario Setup'!$E$159-10)))","v":{"$error":"#DIV/0!"}},{"$error":"#DIV/0!"},{"$error":"#DIV/0!"},{"$error":"#DIV/0!"},{"$error":"#DIV/0!"}]
[null,null,null,null,null,null,null,null,null,null,null,null,null,0.23,0.2640862322390985,539,{"$f":"IF($N523<0.2*(1000/'Scenario Setup'!$E$159-10),0,($N523-0.2*(1000/'Scenario Setup'!$E$159-10))^2/($N523+0.8*(1000/'Scenario Setup'!$E$159-10)))","v":{"$error":"#DIV/0!"}},{"$error":"#DIV/0!"},{"$error":"#DIV/0!"},{"$error":"#DIV/0!"},{"$error":"#DIV/0!"}]
[null,null,null,null,null,null,null,null,null,null,null,null,null,0.23,0.2645761881430671,540,{"$f":"IF($N524<0.2*(1000/'Scenario Setup'!$E$159-10),0,($N524-0.2*(1000/'Scenario Setup'!$E$159-10))^2/($N524+0.8*(1000/'Scenario Setup'!$E$159-10)))","v":{"$error":"#DIV/0!"}},{"$error":"#DIV/0!"},{"$error":"#DIV/0!"},{"$error":"#DIV/0!"},{"$error":"#DIV/0!"}]
[null,null,null,null,null,null,null,null,null,null,null,null,null,0.23,0.26506614404703577,541,{"$f":"IF($N525<0.2*(1000/'Scenario Setup'!$E$159-10),0,($N525-0.2*(1000/'Scenario Setup'!$E$159-10))^2/($N525+0.8*(1000/'Scenario Setup'!$E$159-10)))","v":{"$error":"#DIV/0!"}},{"$error":"#DIV/0!"},{"$error":"#DIV/0!"},{"$error":"#DIV/0!"},{"$error":"#DIV/0!"}]
[null,null,null,null,null,null,null,null,null,null,null,null,null,0.23,0.26555609995100443,542,{"$f":"IF($N526<0.2*(1000/'Scenario Setup'!$E$159-10),0,($N526-0.2*(1000/'Scenario Setup'!$E$159-10))^2/($N526+0.8*(1000/'Scenario Setup'!$E$159-10)))","v":{"$error":"#DIV/0!"}},{"$error":"#DIV/0!"},{"$error":"#DIV/0!"},{"$error":"#DIV/0!"},{"$error":"#DIV/0!"}]
[null,null,null,null,null,null,null,null,null,null,null,null,null,0.23,0.26604605585497304,543,{"$f":"IF($N527<0.2*(1000/'Scenario Setup'!$E$159-10),0,($N527-0.2*(1000/'Scenario Setup'!$E$159-10))^2/($N527+0.8*(1000/'Scenario Setup'!$E$159-10)))","v":{"$error":"#DIV/0!"}},{"$error":"#DIV/0!"},{"$error":"#DIV/0!"},{"$error":"#DIV/0!"},{"$error":"#DIV/0!"}]
[null,null,null,null,null,null,null,null,null,null,null,null,null,0.23,0.2665360117589417,544,{"$f":"IF($N528<0.2*(1000/'Scenario Setup'!$E$159-10),0,($N528-0.2*(1000/'Scenario Setup'!$E$159-10))^2/($N528+0.8*(1000/'Scenario Setup'!$E$159-10)))","v":{"$error":"#DIV/0!"}},{"$error":"#DIV/0!"},{"$error":"#DIV/0!"},{"$error":"#DIV/0!"},{"$error":"#DIV/0!"}]
[null,null,null,null,null,null,null,null,null,null,null,null,null,0.23,0.26702596766291031,545,{"$f":"IF($N529<0.2*(1000/'Scenario Setup'!$E$159-10),0,($N529-0.2*(1000/'Scenario Setup'!$E$159-10))^2/($N529+0.8*(1000/'Scenario Setup'!$E$159-10)))","v":{"$error":"#DIV/0!"}},{"$error":"#DIV/0!"},{"$error":"#DIV/0!"},{"$error":"#DIV/0!"},{"$error":"#DIV/0!"}]
[null,null,null,null,null,null,null,null,null,null,null,null,null,0.23,0.26751592356687898,546,{"$f":"IF($N530<0.2*(1000/'Scenario Setup'!$E$159-10),0,($N530-0.2*(1000/'Scenario Setup'!$E$159-10))^2/($N530+0.8*(1000/'Scenario Setup'!$E$159-10)))","v":{"$error":"#DIV/0!"}},{"$error":"#DIV/0!"},{"$error":"#DIV/0!"},{"$error":"#DIV/0!"},{"$error":"#DIV/0!"}]
[null,null,null,null,null,null,null,null,null,null,null,null,null,0.23,0.26800587947084764,547,{"$f":"IF($N531<0.2*(1000/'Scenario Setup'!$E$159-10),0,($N531-0.2*(1000/'Scenario Setup'!$E$159-10))^2/($N531+0.8*(1000/'Scenario Setup'!$E$159-10)))","v":{"$error":"#DIV/0!"}},{"$error":"#DIV/0!"},{"$error":"#DIV/0!"},{"$error":"#DIV/0!"},{"$error":"#DIV/0!"}]
[null,null,null,null,null,null,null,null,null,null,null,null,null,0.23,0.26849583537481625,548,{"$f":"IF($N532<0.2*(1000/'Scenario Setup'!$E$159-10),0,($N532-0.2*(1000/'Scenario Setup'!$E$159-10))^2/($N532+0.8*(1000/'Scenario Setup'!$E$159-10)))","v":{"$error":"#DIV/0!"}},{"$error":"#DIV/0!"},{"$error":"#DIV/0!"},{"$error":"#DIV/0!"},{"$error":"#DIV/0!"}]
[null,null,null,null,null,null,null,null,null,null,null,null,null,0.23,0.26898579127878491,549,{"$f":"IF($N533<0.2*(1000/'Scenario Setup'!$E$159-10),0,($N533-0.2*(1000/'Scenario Setup'!$E$159-10))^2/($N533+0.8*(1000/'Scenario Setup'!$E$159-10)))","v":{"$error":"#DIV/0!"}},{"$error":"#DIV/0!"},{"$error":"#DIV/0!"},{"$error":"#DIV/0!"},{"$error":"#DIV/0!"}]
[null,null,null,null,null,null,null,null,null,null,null,null,null,0.23,0.26947574718275358,550,{"$f":"IF($N534<0.2*(1000/'Scenario Setup'!$E$159-10),0,($N534-0.2*(1000/'Scenario Setup'!$E$159-10))^2/($N534+0.8*(1000/'Scenario Setup'!$E$159-10)))","v":{"$error":"#DIV/0!"}},{"$error":"#DIV/0!"},{"$error":"#DIV/0!"},{"$error":"#DIV/0!"},{"$error":"#DIV/0!"}]
[null,null,null,null,null,null,null,null,null,null,null,null,null,0.23,0.26996570308672219,551,{"$f":"IF($N535<0.2*(1000/'Scenario Setup'!$E$159-10),0,($N535-0.2*(1000/'Scenario Setup'!$E$159-10))^2/($N535+0.8*(1000/'Scenario Setup'!$E$159-10)))","v":{"$error":"#DIV/0!"}},{"$error":"#DIV/0!"},{"$error":"#DIV/0!"},{"$error":"#DIV/0!"},{"$error":"#DIV/0!"}]
[null,null,null,null,null,null,null,null,null,null,null,null,null,0.23,0.27045565899069085,552,{"$f":"IF($N536<0.2*(1000/'Scenario Setup'!$E$159-10),0,($N536-0.2*(1000/'Scenario Setup'!$E$159-10))^2/($N536+0.8*(1000/'Scenario Setup'!$E$159-10)))","v":{"$error":"#DIV/0!"}},{"$error":"#DIV/0!"},{"$error":"#DIV/0!"},{"$error":"#DIV/0!"},{"$error":"#DIV/0!"}]
[null,null,null,null,null,null,null,null,null,null,null,null,null,0.23,0.27094561489465946,553,{"$f":"IF($N537<0.2*(1000/'Scenario Setup'!$E$159-10),0,($N537-0.2*(1000/'Scenario Setup'!$E$159-10))^2/($N537+0.8*(1000/'Scenario Setup'!$E$159-10)))","v":{"$error":"#DIV/0!"}},{"$error":"#DIV/0!"},{"$error":"#DIV/0!"},{"$error":"#DIV/0!"},{"$error":"#DIV/0!"}]
[null,null,null,null,null,null,null,null,null,null,null,null,null,0.23,0.27143557079862812,554,{"$f":"IF($N538<0.2*(1000/'Scenario Setup'!$E$159-10),0,($N538-0.2*(1000/'Scenario Setup'!$E$159-10))^2/($N538+0.8*(1000/'Scenario Setup'!$E$159-10)))","v":{"$error":"#DIV/0!"}},{"$error":"#DIV/0!"},{"$error":"#DIV/0!"},{"$error":"#DIV/0!"},{"$error":"#DIV/0!"}]
[null,null,null,null,null,null,null,null,null,null,null,null,null,0.23,0.27192552670259679,555,{"$f":"IF($N539<0.2*(1000/'Scenario Setup'!$E$159-10),0,($N539-0.2*(1000/'Scenario Setup'!$E$159-10))^2/($N539+0.8*(1000/'Scenario Setup'!$E$159-10)))","v":{"$error":"#DIV/0!"}},{"$error":"#DIV/0!"},{"$error":"#DIV/0!"},{"$error":"#DIV/0!"},{"$error":"#DIV/0!"}]
[null,null,null,null,null,null,null,null,null,null,null,null,null,0.23,0.2724154826065654,556,{"$f":"IF($N540<0.2*(1000/'Scenario Setup'!$E$159-10),0,($N540-0.2*(1000/'Scenario Setup'!$E$159-10))^2/($N540+0.8*(1000/'Scenario Setup'!$E$159-10)))","v":{"$error":"#DIV/0!"}},{"$error":"#DIV/0!"},{"$error":"#DIV/0!"},{"$error":"#DIV/0!"},{"$error":"#DIV/0!"}]
[null,null,null,null,null,null,null,null,null,null,null,null,null,0.23,0.27290543851053406,557,{"$f":"IF($N541<0.2*(1000/'Scenario Setup'!$E$159-10),0,($N541-0.2*(1000/'Scenario Setup'!$E$159-10))^2/($N541+0.8*(1000/'Scenario Setup'!$E$159-10)))","v":{"$error":"#DIV/0!"}},{"$error":"#DIV/0!"},{"$error":"#DIV/0!"},{"$error":"#DIV/0!"},{"$error":"#DIV/0!"}]
[null,null,null,null,null,null,null,null,null,null,null,null,null,0.23,0.27339539441450267,558,{"$f":"IF($N542<0.2*(1000/'Scenario Setup'!$E$159-10),0,($N542-0.2*(1000/'Scenario Setup'!$E$159-10))^2/($N542+0.8*(1000/'Scenario Setup'!$E$159-10)))","v":{"$error":"#DIV/0!"}},{"$error":"#DIV/0!"},{"$error":"#DIV/0!"},{"$error":"#DIV/0!"},{"$error":"#DIV/0!"}]
[null,null,null,null,null,null,null,null,null,null,null,null,null,0.24,0.27388535031847133,559,{"$f":"IF($N543<0.2*(1000/'Scenario Setup'!$E$159-10),0,($N543-0.2*(1000/'Scenario Setup'!$E$159-10))^2/($N543+0.8*(1000/'Scenario Setup'!$E$159-10)))","v":{"$error":"#DIV/0!"}},{"$error":"#DIV/0!"},{"$error":"#DIV/0!"},{"$error":"#DIV/0!"},{"$error":"#DIV/0!"}]
[null,null,null,null,null,null,null,null,null,null,null,null,null,0.24,0.27437530622244,560,{"$f":"IF($N544<0.2*(1000/'Scenario Setup'!$E$159-10),0,($N544-0.2*(1000/'Scenario Setup'!$E$159-10))^2/($N544+0.8*(1000/'Scenario Setup'!$E$159-10)))","v":{"$error":"#DIV/0!"}},{"$error":"#DIV/0!"},{"$error":"#DIV/0!"},{"$error":"#DIV/0!"},{"$error":"#DIV/0!"}]
[null,null,null,null,null,null,null,null,null,null,null,null,null,0.24,0.2748652621264086,561,{"$f":"IF($N545<0.2*(1000/'Scenario Setup'!$E$159-10),0,($N545-0.2*(1000/'Scenario Setup'!$E$159-10))^2/($N545+0.8*(1000/'Scenario Setup'!$E$159-10)))","v":{"$error":"#DIV/0!"}},{"$error":"#DIV/0!"},{"$error":"#DIV/0!"},{"$error":"#DIV/0!"},{"$error":"#DIV/0!"}]
[null,null,null,null,null,null,null,null,null,null,null,null,null,0.24,0.27535521803037727,562,{"$f":"IF($N546<0.2*(1000/'Scenario Setup'!$E$159-10),0,($N546-0.2*(1000/'Scenario Setup'!$E$159-10))^2/($N546+0.8*(1000/'Scenario Setup'!$E$159-10)))","v":{"$error":"#DIV/0!"}},{"$error":"#DIV/0!"},{"$error":"#DIV/0!"},{"$error":"#DIV/0!"},{"$error":"#DIV/0!"}]
[null,null,null,null,null,null,null,null,null,null,null,null,null,0.24,0.27584517393434593,563,{"$f":"IF($N547<0.2*(1000/'Scenario Setup'!$E$159-10),0,($N547-0.2*(1000/'Scenario Setup'!$E$159-10))^2/($N547+0.8*(1000/'Scenario Setup'!$E$159-10)))","v":{"$error":"#DIV/0!"}},{"$error":"#DIV/0!"},{"$error":"#DIV/0!"},{"$error":"#DIV/0!"},{"$error":"#DIV/0!"}]
[null,null,null,null,null,null,null,null,null,null,null,null,null,0.24,0.27633512983831454,564,{"$f":"IF($N548<0.2*(1000/'Scenario Setup'!$E$159-10),0,($N548-0.2*(1000/'Scenario Setup'!$E$159-10))^2/($N548+0.8*(1000/'Scenario Setup'!$E$159-10)))","v":{"$error":"#DIV/0!"}},{"$error":"#DIV/0!"},{"$error":"#DIV/0!"},{"$error":"#DIV/0!"},{"$error":"#DIV/0!"}]
[null,null,null,null,null,null,null,null,null,null,null,null,null,0.24,0.27682508574228321,565,{"$f":"IF($N549<0.2*(1000/'Scenario Setup'!$E$159-10),0,($N549-0.2*(1000/'Scenario Setup'!$E$159-10))^2/($N549+0.8*(1000/'Scenario Setup'!$E$159-10)))","v":{"$error":"#DIV/0!"}},{"$error":"#DIV/0!"},{"$error":"#DIV/0!"},{"$error":"#DIV/0!"},{"$error":"#DIV/0!"}]
[null,null,null,null,null,null,null,null,null,null,null,null,null,0.24,0.27731504164625181,566,{"$f":"IF($N550<0.2*(1000/'Scenario Setup'!$E$159-10),0,($N550-0.2*(1000/'Scenario Setup'!$E$159-10))^2/($N550+0.8*(1000/'Scenario Setup'!$E$159-10)))","v":{"$error":"#DIV/0!"}},{"$error":"#DIV/0!"},{"$error":"#DIV/0!"},{"$error":"#DIV/0!"},{"$error":"#DIV/0!"}]
[null,null,null,null,null,null,null,null,null,null,null,null,null,0.24,0.27780499755022048,567,{"$f":"IF($N551<0.2*(1000/'Scenario Setup'!$E$159-10),0,($N551-0.2*(1000/'Scenario Setup'!$E$159-10))^2/($N551+0.8*(1000/'Scenario Setup'!$E$159-10)))","v":{"$error":"#DIV/0!"}},{"$error":"#DIV/0!"},{"$error":"#DIV/0!"},{"$error":"#DIV/0!"},{"$error":"#DIV/0!"}]
[null,null,null,null,null,null,null,null,null,null,null,null,null,0.24,0.27829495345418914,568,{"$f":"IF($N552<0.2*(1000/'Scenario Setup'!$E$159-10),0,($N552-0.2*(1000/'Scenario Setup'!$E$159-10))^2/($N552+0.8*(1000/'Scenario Setup'!$E$159-10)))","v":{"$error":"#DIV/0!"}},{"$error":"#DIV/0!"},{"$error":"#DIV/0!"},{"$error":"#DIV/0!"},{"$error":"#DIV/0!"}]
[null,null,null,null,null,null,null,null,null,null,null,null,null,0.24,0.27878490935815775,569,{"$f":"IF($N553<0.2*(1000/'Scenario Setup'!$E$159-10),0,($N553-0.2*(1000/'Scenario Setup'!$E$159-10))^2/($N553+0.8*(1000/'Scenario Setup'!$E$159-10)))","v":{"$error":"#DIV/0!"}},{"$error":"#DIV/0!"},{"$error":"#DIV/0!"},{"$error":"#DIV/0!"},{"$error":"#DIV/0!"}]
[null,null,null,null,null,null,null,null,null,null,null,null,null,0.24,0.27927486526212641,570,{"$f":"IF($N554<0.2*(1000/'Scenario Setup'!$E$159-10),0,($N554-0.2*(1000/'Scenario Setup'!$E$159-10))^2/($N554+0.8*(1000/'Scenario Setup'!$E$159-10)))","v":{"$error":"#DIV/0!"}},{"$error":"#DIV/0!"},{"$error":"#DIV/0!"},{"$error":"#DIV/0!"},{"$error":"#DIV/0!"}]
[null,null,null,null,null,null,null,null,null,null,null,null,null,0.24,0.27976482116609508,571,{"$f":"IF($N555<0.2*(1000/'Scenario Setup'!$E$159-10),0,($N555-0.2*(1000/'Scenario Setup'!$E$159-10))^2/($N555+0.8*(1000/'Scenario Setup'!$E$159-10)))","v":{"$error":"#DIV/0!"}},{"$error":"#DIV/0!"},{"$error":"#DIV/0!"},{"$error":"#DIV/0!"},{"$error":"#DIV/0!"}]
[null,null,null,null,null,null,null,null,null,null,null,null,null,0.24,0.28025477707006369,572,{"$f":"IF($N556<0.2*(1000/'Scenario Setup'!$E$159-10),0,($N556-0.2*(1000/'Scenario Setup'!$E$159-10))^2/($N556+0.8*(1000/'Scenario Setup'!$E$159-10)))","v":{"$error":"#DIV/0!"}},{"$error":"#DIV/0!"},{"$error":"#DIV/0!"},{"$error":"#DIV/0!"},{"$error":"#DIV/0!"}]
[null,null,null,null,null,null,null,null,null,null,null,null,null,0.24,0.28074473297403235,573,{"$f":"IF($N557<0.2*(1000/'Scenario Setup'!$E$159-10),0,($N557-0.2*(1000/'Scenario Setup'!$E$159-10))^2/($N557+0.8*(1000/'Scenario Setup'!$E$159-10)))","v":{"$error":"#DIV/0!"}},{"$error":"#DIV/0!"},{"$error":"#DIV/0!"},{"$error":"#DIV/0!"},{"$error":"#DIV/0!"}]
[null,null,null,null,null,null,null,null,null,null,null,null,null,0.24,0.28123468887800096,574,{"$f":"IF($N558<0.2*(1000/'Scenario Setup'!$E$159-10),0,($N558-0.2*(1000/'Scenario Setup'!$E$159-10))^2/($N558+0.8*(1000/'Scenario Setup'!$E$159-10)))","v":{"$error":"#DIV/0!"}},{"$error":"#DIV/0!"},{"$error":"#DIV/0!"},{"$error":"#DIV/0!"},{"$error":"#DIV/0!"}]
[null,null,null,null,null,null,null,null,null,null,null,null,null,0.24,0.28172464478196962,575,{"$f":"IF($N559<0.2*(1000/'Scenario Setup'!$E$159-10),0,($N559-0.2*(1000/'Scenario Setup'!$E$159-10))^2/($N559+0.8*(1000/'Scenario Setup'!$E$159-10)))","v":{"$error":"#DIV/0!"}},{"$error":"#DIV/0!"},{"$error":"#DIV/0!"},{"$error":"#DIV/0!"},{"$error":"#DIV/0!"}]
[null,null,null,null,null,null,null,null,null,null,null,null,null,0.24,0.28221460068593829,576,{"$f":"IF($N560<0.2*(1000/'Scenario Setup'!$E$159-10),0,($N560-0.2*(1000/'Scenario Setup'!$E$159-10))^2/($N560+0.8*(1000/'Scenario Setup'!$E$159-10)))","v":{"$error":"#DIV/0!"}},{"$error":"#DIV/0!"},{"$error":"#DIV/0!"},{"$error":"#DIV/0!"},{"$error":"#DIV/0!"}]
[null,null,null,null,null,null,null,null,null,null,null,null,null,0.24,0.2827045565899069,577,{"$f":"IF($N561<0.2*(1000/'Scenario Setup'!$E$159-10),0,($N561-0.2*(1000/'Scenario Setup'!$E$159-10))^2/($N561+0.8*(1000/'Scenario Setup'!$E$159-10)))","v":{"$error":"#DIV/0!"}},{"$error":"#DIV/0!"},{"$error":"#DIV/0!"},{"$error":"#DIV/0!"},{"$error":"#DIV/0!"}]
[null,null,null,null,null,null,null,null,null,null,null,null,null,0.24,0.28319451249387556,578,{"$f":"IF($N562<0.2*(1000/'Scenario Setup'!$E$159-10),0,($N562-0.2*(1000/'Scenario Setup'!$E$159-10))^2/($N562+0.8*(1000/'Scenario Setup'!$E$159-10)))","v":{"$error":"#DIV/0!"}},{"$error":"#DIV/0!"},{"$error":"#DIV/0!"},{"$error":"#DIV/0!"},{"$error":"#DIV/0!"}]
[null,null,null,null,null,null,null,null,null,null,null,null,null,0.24,0.28368446839784417,579,{"$f":"IF($N563<0.2*(1000/'Scenario Setup'!$E$159-10),0,($N563-0.2*(1000/'Scenario Setup'!$E$159-10))^2/($N563+0.8*(1000/'Scenario Setup'!$E$159-10)))","v":{"$error":"#DIV/0!"}},{"$error":"#DIV/0!"},{"$error":"#DIV/0!"},{"$error":"#DIV/0!"},{"$error":"#DIV/0!"}]
[null,null,null,null,null,null,null,null,null,null,null,null,null,0.24,0.28417442430181283,580,{"$f":"IF($N564<0.2*(1000/'Scenario Setup'!$E$159-10),0,($N564-0.2*(1000/'Scenario Setup'!$E$159-10))^2/($N564+0.8*(1000/'Scenario Setup'!$E$159-10)))","v":{"$error":"#DIV/0!"}},{"$error":"#DIV/0!"},{"$error":"#DIV/0!"},{"$error":"#DIV/0!"},{"$error":"#DIV/0!"}]
[null,null,null,null,null,null,null,null,null,null,null,null,null,0.24,0.2846643802057815,581,{"$f":"IF($N565<0.2*(1000/'Scenario Setup'!$E$159-10),0,($N565-0.2*(1000/'Scenario Setup'!$E$159-10))^2/($N565+0.8*(1000/'Scenario Setup'!$E$159-10)))","v":{"$error":"#DIV/0!"}},{"$error":"#DIV/0!"},{"$error":"#DIV/0!"},{"$error":"#DIV/0!"},{"$error":"#DIV/0!"}]
[null,null,null,null,null,null,null,null,null,null,null,null,null,0.24,0.28515433610975011,582,{"$f":"IF($N566<0.2*(1000/'Scenario Setup'!$E$159-10),0,($N566-0.2*(1000/'Scenario Setup'!$E$159-10))^2/($N566+0.8*(1000/'Scenario Setup'!$E$159-10)))","v":{"$error":"#DIV/0!"}},{"$error":"#DIV/0!"},{"$error":"#DIV/0!"},{"$error":"#DIV/0!"},{"$error":"#DIV/0!"}]
[null,null,null,null,null,null,null,null,null,null,null,null,null,0.24,0.28564429201371877,583,{"$f":"IF($N567<0.2*(1000/'Scenario Setup'!$E$159-10),0,($N567-0.2*(1000/'Scenario Setup'!$E$159-10))^2/($N567+0.8*(1000/'Scenario Setup'!$E$159-10)))","v":{"$error":"#DIV/0!"}},{"$error":"#DIV/0!"},{"$error":"#DIV/0!"},{"$error":"#DIV/0!"},{"$error":"#DIV/0!"}]
[null,null,null,null,null,null,null,null,null,null,null,null,null,0.24,0.28613424791768743,584,{"$f":"IF($N568<0.2*(1000/'Scenario Setup'!$E$159-10),0,($N568-0.2*(1000/'Scenario Setup'!$E$159-10))^2/($N568+0.8*(1000/'Scenario Setup'!$E$159-10)))","v":{"$error":"#DIV/0!"}},{"$error":"#DIV/0!"},{"$error":"#DIV/0!"},{"$error":"#DIV/0!"},{"$error":"#DIV/0!"}]
[null,null,null,null,null,null,null,null,null,null,null,null,null,0.25,0.28662420382165604,585,{"$f":"IF($N569<0.2*(1000/'Scenario Setup'!$E$159-10),0,($N569-0.2*(1000/'Scenario Setup'!$E$159-10))^2/($N569+0.8*(1000/'Scenario Setup'!$E$159-10)))","v":{"$error":"#DIV/0!"}},{"$error":"#DIV/0!"},{"$error":"#DIV/0!"},{"$error":"#DIV/0!"},{"$error":"#DIV/0!"}]
[null,null,null,null,null,null,null,null,null,null,null,null,null,0.25,0.28711415972562471,586,{"$f":"IF($N570<0.2*(1000/'Scenario Setup'!$E$159-10),0,($N570-0.2*(1000/'Scenario Setup'!$E$159-10))^2/($N570+0.8*(1000/'Scenario Setup'!$E$159-10)))","v":{"$error":"#DIV/0!"}},{"$error":"#DIV/0!"},{"$error":"#DIV/0!"},{"$error":"#DIV/0!"},{"$error":"#DIV/0!"}]
[null,null,null,null,null,null,null,null,null,null,null,null,null,0.25,0.28760411562959332,587,{"$f":"IF($N571<0.2*(1000/'Scenario Setup'!$E$159-10),0,($N571-0.2*(1000/'Scenario Setup'!$E$159-10))^2/($N571+0.8*(1000/'Scenario Setup'!$E$159-10)))","v":{"$error":"#DIV/0!"}},{"$error":"#DIV/0!"},{"$error":"#DIV/0!"},{"$error":"#DIV/0!"},{"$error":"#DIV/0!"}]
[null,null,null,null,null,null,null,null,null,null,null,null,null,0.25,0.28809407153356198,588,{"$f":"IF($N572<0.2*(1000/'Scenario Setup'!$E$159-10),0,($N572-0.2*(1000/'Scenario Setup'!$E$159-10))^2/($N572+0.8*(1000/'Scenario Setup'!$E$159-10)))","v":{"$error":"#DIV/0!"}},{"$error":"#DIV/0!"},{"$error":"#DIV/0!"},{"$error":"#DIV/0!"},{"$error":"#DIV/0!"}]
[null,null,null,null,null,null,null,null,null,null,null,null,null,0.25,0.28858402743753064,589,{"$f":"IF($N573<0.2*(1000/'Scenario Setup'!$E$159-10),0,($N573-0.2*(1000/'Scenario Setup'!$E$159-10))^2/($N573+0.8*(1000/'Scenario Setup'!$E$159-10)))","v":{"$error":"#DIV/0!"}},{"$error":"#DIV/0!"},{"$error":"#DIV/0!"},{"$error":"#DIV/0!"},{"$error":"#DIV/0!"}]
[null,null,null,null,null,null,null,null,null,null,null,null,null,0.25,0.28907398334149925,590,{"$f":"IF($N574<0.2*(1000/'Scenario Setup'!$E$159-10),0,($N574-0.2*(1000/'Scenario Setup'!$E$159-10))^2/($N574+0.8*(1000/'Scenario Setup'!$E$159-10)))","v":{"$error":"#DIV/0!"}},{"$error":"#DIV/0!"},{"$error":"#DIV/0!"},{"$error":"#DIV/0!"},{"$error":"#DIV/0!"}]
[null,null,null,null,null,null,null,null,null,null,null,null,null,0.25,0.28956393924546792,591,{"$f":"IF($N575<0.2*(1000/'Scenario Setup'!$E$159-10),0,($N575-0.2*(1000/'Scenario Setup'!$E$159-10))^2/($N575+0.8*(1000/'Scenario Setup'!$E$159-10)))","v":{"$error":"#DIV/0!"}},{"$error":"#DIV/0!"},{"$error":"#DIV/0!"},{"$error":"#DIV/0!"},{"$error":"#DIV/0!"}]
[null,null,null,null,null,null,null,null,null,null,null,null,null,0.25,0.29005389514943652,592,{"$f":"IF($N576<0.2*(1000/'Scenario Setup'!$E$159-10),0,($N576-0.2*(1000/'Scenario Setup'!$E$159-10))^2/($N576+0.8*(1000/'Scenario Setup'!$E$159-10)))","v":{"$error":"#DIV/0!"}},{"$error":"#DIV/0!"},{"$error":"#DIV/0!"},{"$error":"#DIV/0!"},{"$error":"#DIV/0!"}]
[null,null,null,null,null,null,null,null,null,null,null,null,null,0.25,0.29054385105340519,593,{"$f":"IF($N577<0.2*(1000/'Scenario Setup'!$E$159-10),0,($N577-0.2*(1000/'Scenario Setup'!$E$159-10))^2/($N577+0.8*(1000/'Scenario Setup'!$E$159-10)))","v":{"$error":"#DIV/0!"}},{"$error":"#DIV/0!"},{"$error":"#DIV/0!"},{"$error":"#DIV/0!"},{"$error":"#DIV/0!"}]
[null,null,null,null,null,null,null,null,null,null,null,null,null,0.25,0.29103380695737385,594,{"$f":"IF($N578<0.2*(1000/'Scenario Setup'!$E$159-10),0,($N578-0.2*(1000/'Scenario Setup'!$E$159-10))^2/($N578+0.8*(1000/'Scenario Setup'!$E$159-10)))","v":{"$error":"#DIV/0!"}},{"$error":"#DIV/0!"},{"$error":"#DIV/0!"},{"$error":"#DIV/0!"},{"$error":"#DIV/0!"}]
[null,null,null,null,null,null,null,null,null,null,null,null,null,0.25,0.29152376286134246,595,{"$f":"IF($N579<0.2*(1000/'Scenario Setup'!$E$159-10),0,($N579-0.2*(1000/'Scenario Setup'!$E$159-10))^2/($N579+0.8*(1000/'Scenario Setup'!$E$159-10)))","v":{"$error":"#DIV/0!"}},{"$error":"#DIV/0!"},{"$error":"#DIV/0!"},{"$error":"#DIV/0!"},{"$error":"#DIV/0!"}]
[null,null,null,null,null,null,null,null,null,null,null,null,null,0.25,0.29201371876531113,596,{"$f":"IF($N580<0.2*(1000/'Scenario Setup'!$E$159-10),0,($N580-0.2*(1000/'Scenario Setup'!$E$159-10))^2/($N580+0.8*(1000/'Scenario Setup'!$E$159-10)))","v":{"$error":"#DIV/0!"}},{"$f":"Q580/SUM(Q$4:Q$2025)","v":{"$error":"#DIV/0!"}},{"$error":"#DIV/0!"},{"$error":"#DIV/0!"},{"$error":"#DIV/0!"}]
[null,null,null,null,null,null,null,null,null,null,null,null,null,0.25,{"$f":"P581/2041","v":0.29250367466927979},597,{"$f":"IF($N581<0.2*(1000/'Scenario Setup'!$E$159-10),0,($N581-0.2*(1000/'Scenario Setup'!$E$159-10))^2/($N581+0.8*(1000/'Scenario Setup'!$E$159-10)))","v":{"$error":"#DIV/0!"}},{"$error":"#DIV/0!"},{"$f":"IF(Q581>0,_xlfn.RANK.EQ(Q581,$Q$4:$Q$2025,1),\"\")","v":{"$error":"#DIV/0!"}},{"$f":"IF(S581=\"\",0,_xlfn.RANK.EQ(S581,$S$4:$S$2025,1))","v":{"$error":"#DIV/0!"}},{"$f":"ROUND(T581/COUNTIFS($Q$4:$Q$2025,\">0\"),2)","v":{"$error":"#DIV/0!"}}]
[null,null,null,null,null,null,null,null,null,null,null,null,null,0.25,0.2929936305732484,598,{"$f":"IF($N582<0.2*(1000/'Scenario Setup'!$E$159-10),0,($N582-0.2*(1000/'Scenario Setup'!$E$159-10))^2/($N582+0.8*(1000/'Scenario Setup'!$E$159-10)))","v":{"$error":"#DIV/0!"}},{"$error":"#DIV/0!"},{"$error":"#DIV/0!"},{"$error":"#DIV/0!"},{"$error":"#DIV/0!"}]
[null,null,null,null,null,null,null,null,null,null,null,null,null,0.25,0.29348358647721706,599,{"$f":"IF($N583<0.2*(1000/'Scenario Setup'!$E$159-10),0,($N583-0.2*(1000/'Scenario Setup'!$E$159-10))^2/($N583+0.8*(1000/'Scenario Setup'!$E$159-10)))","v":{"$error":"#DIV/0!"}},{"$error":"#DIV/0!"},{"$error":"#DIV/0!"},{"$error":"#DIV/0!"},{"$error":"#DIV/0!"}]
[null,null,null,null,null,null,null,null,null,null,null,null,null,0.25,0.29397354238118567,600,{"$f":"IF($N584<0.2*(1000/'Scenario Setup'!$E$159-10),0,($N584-0.2*(1000/'Scenario Setup'!$E$159-10))^2/($N584+0.8*(1000/'Scenario Setup'!$E$159-10)))","v":{"$error":"#DIV/0!"}},{"$error":"#DIV/0!"},{"$error":"#DIV/0!"},{"$error":"#DIV/0!"},{"$error":"#DIV/0!"}]
[null,null,null,null,null,null,null,null,null,null,null,null,null,0.25,0.29446349828515433,601,{"$f":"IF($N585<0.2*(1000/'Scenario Setup'!$E$159-10),0,($N585-0.2*(1000/'Scenario Setup'!$E$159-10))^2/($N585+0.8*(1000/'Scenario Setup'!$E$159-10)))","v":{"$error":"#DIV/0!"}},{"$error":"#DIV/0!"},{"$error":"#DIV/0!"},{"$error":"#DIV/0!"},{"$error":"#DIV/0!"}]
[null,null,null,null,null,null,null,null,null,null,null,null,null,0.25,0.294953454189123,602,{"$f":"IF($N586<0.2*(1000/'Scenario Setup'!$E$159-10),0,($N586-0.2*(1000/'Scenario Setup'!$E$159-10))^2/($N586+0.8*(1000/'Scenario Setup'!$E$159-10)))","v":{"$error":"#DIV/0!"}},{"$error":"#DIV/0!"},{"$error":"#DIV/0!"},{"$error":"#DIV/0!"},{"$error":"#DIV/0!"}]
[null,null,null,null,null,null,null,null,null,null,null,null,null,0.25,0.29544341009309161,603,{"$f":"IF($N587<0.2*(1000/'Scenario Setup'!$E$159-10),0,($N587-0.2*(1000/'Scenario Setup'!$E$159-10))^2/($N587+0.8*(1000/'Scenario Setup'!$E$159-10)))","v":{"$error":"#DIV/0!"}},{"$error":"#DIV/0!"},{"$error":"#DIV/0!"},{"$error":"#DIV/0!"},{"$error":"#DIV/0!"}]
[null,null,null,null,null,null,null,null,null,null,null,null,null,0.25,0.29593336599706027,604,{"$f":"IF($N588<0.2*(1000/'Scenario Setup'!$E$159-10),0,($N588-0.2*(1000/'Scenario Setup'!$E$159-10))^2/($N588+0.8*(1000/'Scenario Setup'!$E$159-10)))","v":{"$error":"#DIV/0!"}},{"$error":"#DIV/0!"},{"$error":"#DIV/0!"},{"$error":"#DIV/0!"},{"$error":"#DIV/0!"}]
[null,null,null,null,null,null,null,null,null,null,null,null,null,0.25,0.29642332190102888,605,{"$f":"IF($N589<0.2*(1000/'Scenario Setup'!$E$159-10),0,($N589-0.2*(1000/'Scenario Setup'!$E$159-10))^2/($N589+0.8*(1000/'Scenario Setup'!$E$159-10)))","v":{"$error":"#DIV/0!"}},{"$error":"#DIV/0!"},{"$error":"#DIV/0!"},{"$error":"#DIV/0!"},{"$error":"#DIV/0!"}]
[null,null,null,null,null,null,null,null,null,null,null,null,null,0.25,0.29691327780499754,606,{"$f":"IF($N590<0.2*(1000/'Scenario Setup'!$E$159-10),0,($N590-0.2*(1000/'Scenario Setup'!$E$159-10))^2/($N590+0.8*(1000/'Scenario Setup'!$E$159-10)))","v":{"$error":"#DIV/0!"}},{"$error":"#DIV/0!"},{"$error":"#DIV/0!"},{"$error":"#DIV/0!"},{"$error":"#DIV/0!"}]
[null,null,null,null,null,null,null,null,null,null,null,null,null,0.25,0.29740323370896621,607,{"$f":"IF($N591<0.2*(1000/'Scenario Setup'!$E$159-10),0,($N591-0.2*(1000/'Scenario Setup'!$E$159-10))^2/($N591+0.8*(1000/'Scenario Setup'!$E$159-10)))","v":{"$error":"#DIV/0!"}},{"$error":"#DIV/0!"},{"$error":"#DIV/0!"},{"$error":"#DIV/0!"},{"$error":"#DIV/0!"}]
[null,null,null,null,null,null,null,null,null,null,null,null,null,0.25,0.29789318961293482,608,{"$f":"IF($N592<0.2*(1000/'Scenario Setup'!$E$159-10),0,($N592-0.2*(1000/'Scenario Setup'!$E$159-10))^2/($N592+0.8*(1000/'Scenario Setup'!$E$159-10)))","v":{"$error":"#DIV/0!"}},{"$error":"#DIV/0!"},{"$error":"#DIV/0!"},{"$error":"#DIV/0!"},{"$error":"#DIV/0!"}]
[null,null,null,null,null,null,null,null,null,null,null,null,null,0.25,0.29838314551690348,609,{"$f":"IF($N593<0.2*(1000/'Scenario Setup'!$E$159-10),0,($N593-0.2*(1000/'Scenario Setup'!$E$159-10))^2/($N593+0.8*(1000/'Scenario Setup'!$E$159-10)))","v":{"$error":"#DIV/0!"}},{"$error":"#DIV/0!"},{"$error":"#DIV/0!"},{"$error":"#DIV/0!"},{"$error":"#DIV/0!"}]
[null,null,null,null,null,null,null,null,null,null,null,null,null,0.25,0.29887310142087214,610,{"$f":"IF($N594<0.2*(1000/'Scenario Setup'!$E$159-10),0,($N594-0.2*(1000/'Scenario Setup'!$E$159-10))^2/($N594+0.8*(1000/'Scenario Setup'!$E$159-10)))","v":{"$error":"#DIV/0!"}},{"$error":"#DIV/0!"},{"$error":"#DIV/0!"},{"$error":"#DIV/0!"},{"$error":"#DIV/0!"}]
[null,null,null,null,null,null,null,null,null,null,null,null,null,0.25,0.29936305732484075,611,{"$f":"IF($N595<0.2*(1000/'Scenario Setup'!$E$159-10),0,($N595-0.2*(1000/'Scenario Setup'!$E$159-10))^2/($N595+0.8*(1000/'Scenario Setup'!$E$159-10)))","v":{"$error":"#DIV/0!"}},{"$error":"#DIV/0!"},{"$error":"#DIV/0!"},{"$error":"#DIV/0!"},{"$error":"#DIV/0!"}]
[null,null,null,null,null,null,null,null,null,null,null,null,null,0.25,0.29985301322880942,612,{"$f":"IF($N596<0.2*(1000/'Scenario Setup'!$E$159-10),0,($N596-0.2*(1000/'Scenario Setup'!$E$159-10))^2/($N596+0.8*(1000/'Scenario Setup'!$E$159-10)))","v":{"$error":"#DIV/0!"}},{"$error":"#DIV/0!"},{"$error":"#DIV/0!"},{"$error":"#DIV/0!"},{"$error":"#DIV/0!"}]
[null,null,null,null,null,null,null,null,null,null,null,null,null,0.25,0.30034296913277803,613,{"$f":"IF($N597<0.2*(1000/'Scenario Setup'!$E$159-10),0,($N597-0.2*(1000/'Scenario Setup'!$E$159-10))^2/($N597+0.8*(1000/'Scenario Setup'!$E$159-10)))","v":{"$error":"#DIV/0!"}},{"$error":"#DIV/0!"},{"$error":"#DIV/0!"},{"$error":"#DIV/0!"},{"$error":"#DIV/0!"}]
[null,null,null,null,null,null,null,null,null,null,null,null,null,0.25,0.30083292503674669,614,{"$f":"IF($N598<0.2*(1000/'Scenario Setup'!$E$159-10),0,($N598-0.2*(1000/'Scenario Setup'!$E$159-10))^2/($N598+0.8*(1000/'Scenario Setup'!$E$159-10)))","v":{"$error":"#DIV/0!"}},{"$error":"#DIV/0!"},{"$error":"#DIV/0!"},{"$error":"#DIV/0!"},{"$error":"#DIV/0!"}]
[null,null,null,null,null,null,null,null,null,null,null,null,null,0.25,0.30132288094071535,615,{"$f":"IF($N599<0.2*(1000/'Scenario Setup'!$E$159-10),0,($N599-0.2*(1000/'Scenario Setup'!$E$159-10))^2/($N599+0.8*(1000/'Scenario Setup'!$E$159-10)))","v":{"$error":"#DIV/0!"}},{"$error":"#DIV/0!"},{"$error":"#DIV/0!"},{"$error":"#DIV/0!"},{"$error":"#DIV/0!"}]
[null,null,null,null,null,null,null,null,null,null,null,null,null,0.25,0.30181283684468396,616,{"$f":"IF($N600<0.2*(1000/'Scenario Setup'!$E$159-10),0,($N600-0.2*(1000/'Scenario Setup'!$E$159-10))^2/($N600+0.8*(1000/'Scenario Setup'!$E$159-10)))","v":{"$error":"#DIV/0!"}},{"$error":"#DIV/0!"},{"$error":"#DIV/0!"},{"$error":"#DIV/0!"},{"$error":"#DIV/0!"}]
[null,null,null,null,null,null,null,null,null,null,null,null,null,0.25,0.30230279274865263,617,{"$f":"IF($N601<0.2*(1000/'Scenario Setup'!$E$159-10),0,($N601-0.2*(1000/'Scenario Setup'!$E$159-10))^2/($N601+0.8*(1000/'Scenario Setup'!$E$159-10)))","v":{"$error":"#DIV/0!"}},{"$error":"#DIV/0!"},{"$error":"#DIV/0!"},{"$error":"#DIV/0!"},{"$error":"#DIV/0!"}]
[null,null,null,null,null,null,null,null,null,null,null,null,null,0.25,0.30279274865262129,618,{"$f":"IF($N602<0.2*(1000/'Scenario Setup'!$E$159-10),0,($N602-0.2*(1000/'Scenario Setup'!$E$159-10))^2/($N602+0.8*(1000/'Scenario Setup'!$E$159-10)))","v":{"$error":"#DIV/0!"}},{"$error":"#DIV/0!"},{"$error":"#DIV/0!"},{"$error":"#DIV/0!"},{"$error":"#DIV/0!"}]
[null,null,null,null,null,null,null,null,null,null,null,null,null,0.25,0.3032827045565899,619,{"$f":"IF($N603<0.2*(1000/'Scenario Setup'!$E$159-10),0,($N603-0.2*(1000/'Scenario Setup'!$E$159-10))^2/($N603+0.8*(1000/'Scenario Setup'!$E$159-10)))","v":{"$error":"#DIV/0!"}},{"$error":"#DIV/0!"},{"$error":"#DIV/0!"},{"$error":"#DIV/0!"},{"$error":"#DIV/0!"}]
[null,null,null,null,null,null,null,null,null,null,null,null,null,0.25,0.30377266046055856,620,{"$f":"IF($N604<0.2*(1000/'Scenario Setup'!$E$159-10),0,($N604-0.2*(1000/'Scenario Setup'!$E$159-10))^2/($N604+0.8*(1000/'Scenario Setup'!$E$159-10)))","v":{"$error":"#DIV/0!"}},{"$error":"#DIV/0!"},{"$error":"#DIV/0!"},{"$error":"#DIV/0!"},{"$error":"#DIV/0!"}]
[null,null,null,null,null,null,null,null,null,null,null,null,null,0.25,0.30426261636452717,621,{"$f":"IF($N605<0.2*(1000/'Scenario Setup'!$E$159-10),0,($N605-0.2*(1000/'Scenario Setup'!$E$159-10))^2/($N605+0.8*(1000/'Scenario Setup'!$E$159-10)))","v":{"$error":"#DIV/0!"}},{"$error":"#DIV/0!"},{"$error":"#DIV/0!"},{"$error":"#DIV/0!"},{"$error":"#DIV/0!"}]
[null,null,null,null,null,null,null,null,null,null,null,null,null,0.25,0.30475257226849584,622,{"$f":"IF($N606<0.2*(1000/'Scenario Setup'!$E$159-10),0,($N606-0.2*(1000/'Scenario Setup'!$E$159-10))^2/($N606+0.8*(1000/'Scenario Setup'!$E$159-10)))","v":{"$error":"#DIV/0!"}},{"$error":"#DIV/0!"},{"$error":"#DIV/0!"},{"$error":"#DIV/0!"},{"$error":"#DIV/0!"}]
[null,null,null,null,null,null,null,null,null,null,null,null,null,0.25,0.3052425281724645,623,{"$f":"IF($N607<0.2*(1000/'Scenario Setup'!$E$159-10),0,($N607-0.2*(1000/'Scenario Setup'!$E$159-10))^2/($N607+0.8*(1000/'Scenario Setup'!$E$159-10)))","v":{"$error":"#DIV/0!"}},{"$error":"#DIV/0!"},{"$error":"#DIV/0!"},{"$error":"#DIV/0!"},{"$error":"#DIV/0!"}]
[null,null,null,null,null,null,null,null,null,null,null,null,null,0.26,0.30573248407643311,624,{"$f":"IF($N608<0.2*(1000/'Scenario Setup'!$E$159-10),0,($N608-0.2*(1000/'Scenario Setup'!$E$159-10))^2/($N608+0.8*(1000/'Scenario Setup'!$E$159-10)))","v":{"$error":"#DIV/0!"}},{"$error":"#DIV/0!"},{"$error":"#DIV/0!"},{"$error":"#DIV/0!"},{"$error":"#DIV/0!"}]
[null,null,null,null,null,null,null,null,null,null,null,null,null,0.26,0.30622243998040177,625,{"$f":"IF($N609<0.2*(1000/'Scenario Setup'!$E$159-10),0,($N609-0.2*(1000/'Scenario Setup'!$E$159-10))^2/($N609+0.8*(1000/'Scenario Setup'!$E$159-10)))","v":{"$error":"#DIV/0!"}},{"$error":"#DIV/0!"},{"$error":"#DIV/0!"},{"$error":"#DIV/0!"},{"$error":"#DIV/0!"}]
[null,null,null,null,null,null,null,null,null,null,null,null,null,0.26,0.30671239588437038,626,{"$f":"IF($N610<0.2*(1000/'Scenario Setup'!$E$159-10),0,($N610-0.2*(1000/'Scenario Setup'!$E$159-10))^2/($N610+0.8*(1000/'Scenario Setup'!$E$159-10)))","v":{"$error":"#DIV/0!"}},{"$error":"#DIV/0!"},{"$error":"#DIV/0!"},{"$error":"#DIV/0!"},{"$error":"#DIV/0!"}]
[null,null,null,null,null,null,null,null,null,null,null,null,null,0.26,0.30720235178833905,627,{"$f":"IF($N611<0.2*(1000/'Scenario Setup'!$E$159-10),0,($N611-0.2*(1000/'Scenario Setup'!$E$159-10))^2/($N611+0.8*(1000/'Scenario Setup'!$E$159-10)))","v":{"$error":"#DIV/0!"}},{"$error":"#DIV/0!"},{"$error":"#DIV/0!"},{"$error":"#DIV/0!"},{"$error":"#DIV/0!"}]
[null,null,null,null,null,null,null,null,null,null,null,null,null,0.26,0.30769230769230771,628,{"$f":"IF($N612<0.2*(1000/'Scenario Setup'!$E$159-10),0,($N612-0.2*(1000/'Scenario Setup'!$E$159-10))^2/($N612+0.8*(1000/'Scenario Setup'!$E$159-10)))","v":{"$error":"#DIV/0!"}},{"$error":"#DIV/0!"},{"$error":"#DIV/0!"},{"$error":"#DIV/0!"},{"$error":"#DIV/0!"}]
[null,null,null,null,null,null,null,null,null,null,null,null,null,0.26,0.30818226359627632,629,{"$f":"IF($N613<0.2*(1000/'Scenario Setup'!$E$159-10),0,($N613-0.2*(1000/'Scenario Setup'!$E$159-10))^2/($N613+0.8*(1000/'Scenario Setup'!$E$159-10)))","v":{"$error":"#DIV/0!"}},{"$error":"#DIV/0!"},{"$error":"#DIV/0!"},{"$error":"#DIV/0!"},{"$error":"#DIV/0!"}]
[null,null,null,null,null,null,null,null,null,null,null,null,null,0.26,0.30867221950024498,630,{"$f":"IF($N614<0.2*(1000/'Scenario Setup'!$E$159-10),0,($N614-0.2*(1000/'Scenario Setup'!$E$159-10))^2/($N614+0.8*(1000/'Scenario Setup'!$E$159-10)))","v":{"$error":"#DIV/0!"}},{"$error":"#DIV/0!"},{"$error":"#DIV/0!"},{"$error":"#DIV/0!"},{"$error":"#DIV/0!"}]
[null,null,null,null,null,null,null,null,null,null,null,null,null,0.26,0.30916217540421365,631,{"$f":"IF($N615<0.2*(1000/'Scenario Setup'!$E$159-10),0,($N615-0.2*(1000/'Scenario Setup'!$E$159-10))^2/($N615+0.8*(1000/'Scenario Setup'!$E$159-10)))","v":{"$error":"#DIV/0!"}},{"$error":"#DIV/0!"},{"$error":"#DIV/0!"},{"$error":"#DIV/0!"},{"$error":"#DIV/0!"}]
[null,null,null,null,null,null,null,null,null,null,null,null,null,0.26,0.30965213130818225,632,{"$f":"IF($N616<0.2*(1000/'Scenario Setup'!$E$159-10),0,($N616-0.2*(1000/'Scenario Setup'!$E$159-10))^2/($N616+0.8*(1000/'Scenario Setup'!$E$159-10)))","v":{"$error":"#DIV/0!"}},{"$error":"#DIV/0!"},{"$error":"#DIV/0!"},{"$error":"#DIV/0!"},{"$error":"#DIV/0!"}]
[null,null,null,null,null,null,null,null,null,null,null,null,null,0.26,0.31014208721215092,633,{"$f":"IF($N617<0.2*(1000/'Scenario Setup'!$E$159-10),0,($N617-0.2*(1000/'Scenario Setup'!$E$159-10))^2/($N617+0.8*(1000/'Scenario Setup'!$E$159-10)))","v":{"$error":"#DIV/0!"}},{"$error":"#DIV/0!"},{"$error":"#DIV/0!"},{"$error":"#DIV/0!"},{"$error":"#DIV/0!"}]
[null,null,null,null,null,null,null,null,null,null,null,null,null,0.26,0.31063204311611953,634,{"$f":"IF($N618<0.2*(1000/'Scenario Setup'!$E$159-10),0,($N618-0.2*(1000/'Scenario Setup'!$E$159-10))^2/($N618+0.8*(1000/'Scenario Setup'!$E$159-10)))","v":{"$error":"#DIV/0!"}},{"$error":"#DIV/0!"},{"$error":"#DIV/0!"},{"$error":"#DIV/0!"},{"$error":"#DIV/0!"}]
[null,null,null,null,null,null,null,null,null,null,null,null,null,0.26,0.31112199902008819,635,{"$f":"IF($N619<0.2*(1000/'Scenario Setup'!$E$159-10),0,($N619-0.2*(1000/'Scenario Setup'!$E$159-10))^2/($N619+0.8*(1000/'Scenario Setup'!$E$159-10)))","v":{"$error":"#DIV/0!"}},{"$error":"#DIV/0!"},{"$error":"#DIV/0!"},{"$error":"#DIV/0!"},{"$error":"#DIV/0!"}]
[null,null,null,null,null,null,null,null,null,null,null,null,null,0.26,0.31161195492405686,636,{"$f":"IF($N620<0.2*(1000/'Scenario Setup'!$E$159-10),0,($N620-0.2*(1000/'Scenario Setup'!$E$159-10))^2/($N620+0.8*(1000/'Scenario Setup'!$E$159-10)))","v":{"$error":"#DIV/0!"}},{"$error":"#DIV/0!"},{"$error":"#DIV/0!"},{"$error":"#DIV/0!"},{"$error":"#DIV/0!"}]
[null,null,null,null,null,null,null,null,null,null,null,null,null,0.26,0.31210191082802546,637,{"$f":"IF($N621<0.2*(1000/'Scenario Setup'!$E$159-10),0,($N621-0.2*(1000/'Scenario Setup'!$E$159-10))^2/($N621+0.8*(1000/'Scenario Setup'!$E$159-10)))","v":{"$error":"#DIV/0!"}},{"$error":"#DIV/0!"},{"$error":"#DIV/0!"},{"$error":"#DIV/0!"},{"$error":"#DIV/0!"}]
[null,null,null,null,null,null,null,null,null,null,null,null,null,0.26,0.31259186673199413,638,{"$f":"IF($N622<0.2*(1000/'Scenario Setup'!$E$159-10),0,($N622-0.2*(1000/'Scenario Setup'!$E$159-10))^2/($N622+0.8*(1000/'Scenario Setup'!$E$159-10)))","v":{"$error":"#DIV/0!"}},{"$error":"#DIV/0!"},{"$error":"#DIV/0!"},{"$error":"#DIV/0!"},{"$error":"#DIV/0!"}]
[null,null,null,null,null,null,null,null,null,null,null,null,null,0.26,0.31308182263596274,639,{"$f":"IF($N623<0.2*(1000/'Scenario Setup'!$E$159-10),0,($N623-0.2*(1000/'Scenario Setup'!$E$159-10))^2/($N623+0.8*(1000/'Scenario Setup'!$E$159-10)))","v":{"$error":"#DIV/0!"}},{"$error":"#DIV/0!"},{"$error":"#DIV/0!"},{"$error":"#DIV/0!"},{"$error":"#DIV/0!"}]
[null,null,null,null,null,null,null,null,null,null,null,null,null,0.26,0.3135717785399314,640,{"$f":"IF($N624<0.2*(1000/'Scenario Setup'!$E$159-10),0,($N624-0.2*(1000/'Scenario Setup'!$E$159-10))^2/($N624+0.8*(1000/'Scenario Setup'!$E$159-10)))","v":{"$error":"#DIV/0!"}},{"$error":"#DIV/0!"},{"$error":"#DIV/0!"},{"$error":"#DIV/0!"},{"$error":"#DIV/0!"}]
[null,null,null,null,null,null,null,null,null,null,null,null,null,0.26,0.31406173444390006,641,{"$f":"IF($N625<0.2*(1000/'Scenario Setup'!$E$159-10),0,($N625-0.2*(1000/'Scenario Setup'!$E$159-10))^2/($N625+0.8*(1000/'Scenario Setup'!$E$159-10)))","v":{"$error":"#DIV/0!"}},{"$error":"#DIV/0!"},{"$error":"#DIV/0!"},{"$error":"#DIV/0!"},{"$error":"#DIV/0!"}]
[null,null,null,null,null,null,null,null,null,null,null,null,null,0.26,0.31455169034786867,642,{"$f":"IF($N626<0.2*(1000/'Scenario Setup'!$E$159-10),0,($N626-0.2*(1000/'Scenario Setup'!$E$159-10))^2/($N626+0.8*(1000/'Scenario Setup'!$E$159-10)))","v":{"$error":"#DIV/0!"}},{"$error":"#DIV/0!"},{"$error":"#DIV/0!"},{"$error":"#DIV/0!"},{"$error":"#DIV/0!"}]
[null,null,null,null,null,null,null,null,null,null,null,null,null,0.26,0.31504164625183734,643,{"$f":"IF($N627<0.2*(1000/'Scenario Setup'!$E$159-10),0,($N627-0.2*(1000/'Scenario Setup'!$E$159-10))^2/($N627+0.8*(1000/'Scenario Setup'!$E$159-10)))","v":{"$error":"#DIV/0!"}},{"$error":"#DIV/0!"},{"$error":"#DIV/0!"},{"$error":"#DIV/0!"},{"$error":"#DIV/0!"}]
[null,null,null,null,null,null,null,null,null,null,null,null,null,0.26,0.315531602155806,644,{"$f":"IF($N628<0.2*(1000/'Scenario Setup'!$E$159-10),0,($N628-0.2*(1000/'Scenario Setup'!$E$159-10))^2/($N628+0.8*(1000/'Scenario Setup'!$E$159-10)))","v":{"$error":"#DIV/0!"}},{"$error":"#DIV/0!"},{"$error":"#DIV/0!"},{"$error":"#DIV/0!"},{"$error":"#DIV/0!"}]
[null,null,null,null,null,null,null,null,null,null,null,null,null,0.26,0.31602155805977461,645,{"$f":"IF($N629<0.2*(1000/'Scenario Setup'!$E$159-10),0,($N629-0.2*(1000/'Scenario Setup'!$E$159-10))^2/($N629+0.8*(1000/'Scenario Setup'!$E$159-10)))","v":{"$error":"#DIV/0!"}},{"$error":"#DIV/0!"},{"$error":"#DIV/0!"},{"$error":"#DIV/0!"},{"$error":"#DIV/0!"}]
[null,null,null,null,null,null,null,null,null,null,null,null,null,0.26,0.31651151396374327,646,{"$f":"IF($N630<0.2*(1000/'Scenario Setup'!$E$159-10),0,($N630-0.2*(1000/'Scenario Setup'!$E$159-10))^2/($N630+0.8*(1000/'Scenario Setup'!$E$159-10)))","v":{"$error":"#DIV/0!"}},{"$error":"#DIV/0!"},{"$error":"#DIV/0!"},{"$error":"#DIV/0!"},{"$error":"#DIV/0!"}]
[null,null,null,null,null,null,null,null,null,null,null,null,null,0.26,0.31700146986771188,647,{"$f":"IF($N631<0.2*(1000/'Scenario Setup'!$E$159-10),0,($N631-0.2*(1000/'Scenario Setup'!$E$159-10))^2/($N631+0.8*(1000/'Scenario Setup'!$E$159-10)))","v":{"$error":"#DIV/0!"}},{"$error":"#DIV/0!"},{"$error":"#DIV/0!"},{"$error":"#DIV/0!"},{"$error":"#DIV/0!"}]
[null,null,null,null,null,null,null,null,null,null,null,null,null,0.26,0.31749142577168055,648,{"$f":"IF($N632<0.2*(1000/'Scenario Setup'!$E$159-10),0,($N632-0.2*(1000/'Scenario Setup'!$E$159-10))^2/($N632+0.8*(1000/'Scenario Setup'!$E$159-10)))","v":{"$error":"#DIV/0!"}},{"$error":"#DIV/0!"},{"$error":"#DIV/0!"},{"$error":"#DIV/0!"},{"$error":"#DIV/0!"}]
[null,null,null,null,null,null,null,null,null,null,null,null,null,0.26,0.31798138167564921,649,{"$f":"IF($N633<0.2*(1000/'Scenario Setup'!$E$159-10),0,($N633-0.2*(1000/'Scenario Setup'!$E$159-10))^2/($N633+0.8*(1000/'Scenario Setup'!$E$159-10)))","v":{"$error":"#DIV/0!"}},{"$error":"#DIV/0!"},{"$error":"#DIV/0!"},{"$error":"#DIV/0!"},{"$error":"#DIV/0!"}]
[null,null,null,null,null,null,null,null,null,null,null,null,null,0.26,0.31847133757961782,650,{"$f":"IF($N634<0.2*(1000/'Scenario Setup'!$E$159-10),0,($N634-0.2*(1000/'Scenario Setup'!$E$159-10))^2/($N634+0.8*(1000/'Scenario Setup'!$E$159-10)))","v":{"$error":"#DIV/0!"}},{"$error":"#DIV/0!"},{"$error":"#DIV/0!"},{"$error":"#DIV/0!"},{"$error":"#DIV/0!"}]
[null,null,null,null,null,null,null,null,null,null,null,null,null,0.26,0.31896129348358648,651,{"$f":"IF($N635<0.2*(1000/'Scenario Setup'!$E$159-10),0,($N635-0.2*(1000/'Scenario Setup'!$E$159-10))^2/($N635+0.8*(1000/'Scenario Setup'!$E$159-10)))","v":{"$error":"#DIV/0!"}},{"$error":"#DIV/0!"},{"$error":"#DIV/0!"},{"$error":"#DIV/0!"},{"$error":"#DIV/0!"}]
[null,null,null,null,null,null,null,null,null,null,null,null,null,0.26,0.31945124938755515,652,{"$f":"IF($N636<0.2*(1000/'Scenario Setup'!$E$159-10),0,($N636-0.2*(1000/'Scenario Setup'!$E$159-10))^2/($N636+0.8*(1000/'Scenario Setup'!$E$159-10)))","v":{"$error":"#DIV/0!"}},{"$error":"#DIV/0!"},{"$error":"#DIV/0!"},{"$error":"#DIV/0!"},{"$error":"#DIV/0!"}]
[null,null,null,null,null,null,null,null,null,null,null,null,null,0.26,0.31994120529152376,653,{"$f":"IF($N637<0.2*(1000/'Scenario Setup'!$E$159-10),0,($N637-0.2*(1000/'Scenario Setup'!$E$159-10))^2/($N637+0.8*(1000/'Scenario Setup'!$E$159-10)))","v":{"$error":"#DIV/0!"}},{"$error":"#DIV/0!"},{"$error":"#DIV/0!"},{"$error":"#DIV/0!"},{"$error":"#DIV/0!"}]
[null,null,null,null,null,null,null,null,null,null,null,null,null,0.26,0.32043116119549242,654,{"$f":"IF($N638<0.2*(1000/'Scenario Setup'!$E$159-10),0,($N638-0.2*(1000/'Scenario Setup'!$E$159-10))^2/($N638+0.8*(1000/'Scenario Setup'!$E$159-10)))","v":{"$error":"#DIV/0!"}},{"$error":"#DIV/0!"},{"$error":"#DIV/0!"},{"$error":"#DIV/0!"},{"$error":"#DIV/0!"}]
[null,null,null,null,null,null,null,null,null,null,null,null,null,0.27,0.32092111709946103,655,{"$f":"IF($N639<0.2*(1000/'Scenario Setup'!$E$159-10),0,($N639-0.2*(1000/'Scenario Setup'!$E$159-10))^2/($N639+0.8*(1000/'Scenario Setup'!$E$159-10)))","v":{"$error":"#DIV/0!"}},{"$error":"#DIV/0!"},{"$error":"#DIV/0!"},{"$error":"#DIV/0!"},{"$error":"#DIV/0!"}]
[null,null,null,null,null,null,null,null,null,null,null,null,null,0.27,0.32141107300342969,656,{"$f":"IF($N640<0.2*(1000/'Scenario Setup'!$E$159-10),0,($N640-0.2*(1000/'Scenario Setup'!$E$159-10))^2/($N640+0.8*(1000/'Scenario Setup'!$E$159-10)))","v":{"$error":"#DIV/0!"}},{"$error":"#DIV/0!"},{"$error":"#DIV/0!"},{"$error":"#DIV/0!"},{"$error":"#DIV/0!"}]
[null,null,null,null,null,null,null,null,null,null,null,null,null,0.27,0.32190102890739836,657,{"$f":"IF($N641<0.2*(1000/'Scenario Setup'!$E$159-10),0,($N641-0.2*(1000/'Scenario Setup'!$E$159-10))^2/($N641+0.8*(1000/'Scenario Setup'!$E$159-10)))","v":{"$error":"#DIV/0!"}},{"$error":"#DIV/0!"},{"$error":"#DIV/0!"},{"$error":"#DIV/0!"},{"$error":"#DIV/0!"}]
[null,null,null,null,null,null,null,null,null,null,null,null,null,0.27,0.32239098481136697,658,{"$f":"IF($N642<0.2*(1000/'Scenario Setup'!$E$159-10),0,($N642-0.2*(1000/'Scenario Setup'!$E$159-10))^2/($N642+0.8*(1000/'Scenario Setup'!$E$159-10)))","v":{"$error":"#DIV/0!"}},{"$error":"#DIV/0!"},{"$error":"#DIV/0!"},{"$error":"#DIV/0!"},{"$error":"#DIV/0!"}]
[null,null,null,null,null,null,null,null,null,null,null,null,null,0.27,0.32288094071533563,659,{"$f":"IF($N643<0.2*(1000/'Scenario Setup'!$E$159-10),0,($N643-0.2*(1000/'Scenario Setup'!$E$159-10))^2/($N643+0.8*(1000/'Scenario Setup'!$E$159-10)))","v":{"$error":"#DIV/0!"}},{"$error":"#DIV/0!"},{"$error":"#DIV/0!"},{"$error":"#DIV/0!"},{"$error":"#DIV/0!"}]
[null,null,null,null,null,null,null,null,null,null,null,null,null,0.27,0.32337089661930424,660,{"$f":"IF($N644<0.2*(1000/'Scenario Setup'!$E$159-10),0,($N644-0.2*(1000/'Scenario Setup'!$E$159-10))^2/($N644+0.8*(1000/'Scenario Setup'!$E$159-10)))","v":{"$error":"#DIV/0!"}},{"$f":"Q644/SUM(Q$4:Q$2025)","v":{"$error":"#DIV/0!"}},{"$error":"#DIV/0!"},{"$error":"#DIV/0!"},{"$error":"#DIV/0!"}]
[null,null,null,null,null,null,null,null,null,null,null,null,null,0.27,{"$f":"P645/2041","v":0.3238608525232729},661,{"$f":"IF($N645<0.2*(1000/'Scenario Setup'!$E$159-10),0,($N645-0.2*(1000/'Scenario Setup'!$E$159-10))^2/($N645+0.8*(1000/'Scenario Setup'!$E$159-10)))","v":{"$error":"#DIV/0!"}},{"$error":"#DIV/0!"},{"$f":"IF(Q645>0,_xlfn.RANK.EQ(Q645,$Q$4:$Q$2025,1),\"\")","v":{"$error":"#DIV/0!"}},{"$f":"IF(S645=\"\",0,_xlfn.RANK.EQ(S645,$S$4:$S$2025,1))","v":{"$error":"#DIV/0!"}},{"$f":"ROUND(T645/COUNTIFS($Q$4:$Q$2025,\">0\"),2)","v":{"$error":"#DIV/0!"}}]
[null,null,null,null,null,null,null,null,null,null,null,null,null,0.27,0.32435080842724157,662,{"$f":"IF($N646<0.2*(1000/'Scenario Setup'!$E$159-10),0,($N646-0.2*(1000/'Scenario Setup'!$E$159-10))^2/($N646+0.8*(1000/'Scenario Setup'!$E$159-10)))","v":{"$error":"#DIV/0!"}},{"$error":"#DIV/0!"},{"$error":"#DIV/0!"},{"$error":"#DIV/0!"},{"$error":"#DIV/0!"}]
[null,null,null,null,null,null,null,null,null,null,null,null,null,0.27,0.32484076433121017,663,{"$f":"IF($N647<0.2*(1000/'Scenario Setup'!$E$159-10),0,($N647-0.2*(1000/'Scenario Setup'!$E$159-10))^2/($N647+0.8*(1000/'Scenario Setup'!$E$159-10)))","v":{"$error":"#DIV/0!"}},{"$error":"#DIV/0!"},{"$error":"#DIV/0!"},{"$error":"#DIV/0!"},{"$error":"#DIV/0!"}]
[null,null,null,null,null,null,null,null,null,null,null,null,null,0.27,0.32533072023517884,664,{"$f":"IF($N648<0.2*(1000/'Scenario Setup'!$E$159-10),0,($N648-0.2*(1000/'Scenario Setup'!$E$159-10))^2/($N648+0.8*(1000/'Scenario Setup'!$E$159-10)))","v":{"$error":"#DIV/0!"}},{"$error":"#DIV/0!"},{"$error":"#DIV/0!"},{"$error":"#DIV/0!"},{"$error":"#DIV/0!"}]
[null,null,null,null,null,null,null,null,null,null,null,null,null,0.27,0.3258206761391475,665,{"$f":"IF($N649<0.2*(1000/'Scenario Setup'!$E$159-10),0,($N649-0.2*(1000/'Scenario Setup'!$E$159-10))^2/($N649+0.8*(1000/'Scenario Setup'!$E$159-10)))","v":{"$error":"#DIV/0!"}},{"$error":"#DIV/0!"},{"$error":"#DIV/0!"},{"$error":"#DIV/0!"},{"$error":"#DIV/0!"}]
[null,null,null,null,null,null,null,null,null,null,null,null,null,0.27,0.32631063204311611,666,{"$f":"IF($N650<0.2*(1000/'Scenario Setup'!$E$159-10),0,($N650-0.2*(1000/'Scenario Setup'!$E$159-10))^2/($N650+0.8*(1000/'Scenario Setup'!$E$159-10)))","v":{"$error":"#DIV/0!"}},{"$error":"#DIV/0!"},{"$error":"#DIV/0!"},{"$error":"#DIV/0!"},{"$error":"#DIV/0!"}]
[null,null,null,null,null,null,null,null,null,null,null,null,null,0.27,0.32680058794708478,667,{"$f":"IF($N651<0.2*(1000/'Scenario Setup'!$E$159-10),0,($N651-0.2*(1000/'Scenario Setup'!$E$159-10))^2/($N651+0.8*(1000/'Scenario Setup'!$E$159-10)))","v":{"$error":"#DIV/0!"}},{"$error":"#DIV/0!"},{"$error":"#DIV/0!"},{"$error":"#DIV/0!"},{"$error":"#DIV/0!"}]
[null,null,null,null,null,null,null,null,null,null,null,null,null,0.27,0.32729054385105338,668,{"$f":"IF($N652<0.2*(1000/'Scenario Setup'!$E$159-10),0,($N652-0.2*(1000/'Scenario Setup'!$E$159-10))^2/($N652+0.8*(1000/'Scenario Setup'!$E$159-10)))","v":{"$error":"#DIV/0!"}},{"$error":"#DIV/0!"},{"$error":"#DIV/0!"},{"$error":"#DIV/0!"},{"$error":"#DIV/0!"}]
[null,null,null,null,null,null,null,null,null,null,null,null,null,0.27,0.32778049975502205,669,{"$f":"IF($N653<0.2*(1000/'Scenario Setup'!$E$159-10),0,($N653-0.2*(1000/'Scenario Setup'!$E$159-10))^2/($N653+0.8*(1000/'Scenario Setup'!$E$159-10)))","v":{"$error":"#DIV/0!"}},{"$error":"#DIV/0!"},{"$error":"#DIV/0!"},{"$error":"#DIV/0!"},{"$error":"#DIV/0!"}]
[null,null,null,null,null,null,null,null,null,null,null,null,null,0.27,0.32827045565899071,670,{"$f":"IF($N654<0.2*(1000/'Scenario Setup'!$E$159-10),0,($N654-0.2*(1000/'Scenario Setup'!$E$159-10))^2/($N654+0.8*(1000/'Scenario Setup'!$E$159-10)))","v":{"$error":"#DIV/0!"}},{"$error":"#DIV/0!"},{"$error":"#DIV/0!"},{"$error":"#DIV/0!"},{"$error":"#DIV/0!"}]
[null,null,null,null,null,null,null,null,null,null,null,null,null,0.27,0.32876041156295932,671,{"$f":"IF($N655<0.2*(1000/'Scenario Setup'!$E$159-10),0,($N655-0.2*(1000/'Scenario Setup'!$E$159-10))^2/($N655+0.8*(1000/'Scenario Setup'!$E$159-10)))","v":{"$error":"#DIV/0!"}},{"$error":"#DIV/0!"},{"$error":"#DIV/0!"},{"$error":"#DIV/0!"},{"$error":"#DIV/0!"}]
[null,null,null,null,null,null,null,null,null,null,null,null,null,0.27,0.32925036746692798,672,{"$f":"IF($N656<0.2*(1000/'Scenario Setup'!$E$159-10),0,($N656-0.2*(1000/'Scenario Setup'!$E$159-10))^2/($N656+0.8*(1000/'Scenario Setup'!$E$159-10)))","v":{"$error":"#DIV/0!"}},{"$error":"#DIV/0!"},{"$error":"#DIV/0!"},{"$error":"#DIV/0!"},{"$error":"#DIV/0!"}]
[null,null,null,null,null,null,null,null,null,null,null,null,null,0.27,0.32974032337089659,673,{"$f":"IF($N657<0.2*(1000/'Scenario Setup'!$E$159-10),0,($N657-0.2*(1000/'Scenario Setup'!$E$159-10))^2/($N657+0.8*(1000/'Scenario Setup'!$E$159-10)))","v":{"$error":"#DIV/0!"}},{"$error":"#DIV/0!"},{"$error":"#DIV/0!"},{"$error":"#DIV/0!"},{"$error":"#DIV/0!"}]
[null,null,null,null,null,null,null,null,null,null,null,null,null,0.27,0.33023027927486526,674,{"$f":"IF($N658<0.2*(1000/'Scenario Setup'!$E$159-10),0,($N658-0.2*(1000/'Scenario Setup'!$E$159-10))^2/($N658+0.8*(1000/'Scenario Setup'!$E$159-10)))","v":{"$error":"#DIV/0!"}},{"$error":"#DIV/0!"},{"$error":"#DIV/0!"},{"$error":"#DIV/0!"},{"$error":"#DIV/0!"}]
[null,null,null,null,null,null,null,null,null,null,null,null,null,0.27,0.33072023517883392,675,{"$f":"IF($N659<0.2*(1000/'Scenario Setup'!$E$159-10),0,($N659-0.2*(1000/'Scenario Setup'!$E$159-10))^2/($N659+0.8*(1000/'Scenario Setup'!$E$159-10)))","v":{"$error":"#DIV/0!"}},{"$error":"#DIV/0!"},{"$error":"#DIV/0!"},{"$error":"#DIV/0!"},{"$error":"#DIV/0!"}]
[null,null,null,null,null,null,null,null,null,null,null,null,null,0.27,0.33121019108280253,676,{"$f":"IF($N660<0.2*(1000/'Scenario Setup'!$E$159-10),0,($N660-0.2*(1000/'Scenario Setup'!$E$159-10))^2/($N660+0.8*(1000/'Scenario Setup'!$E$159-10)))","v":{"$error":"#DIV/0!"}},{"$error":"#DIV/0!"},{"$error":"#DIV/0!"},{"$error":"#DIV/0!"},{"$error":"#DIV/0!"}]
[null,null,null,null,null,null,null,null,null,null,null,null,null,0.27,0.33170014698677119,677,{"$f":"IF($N661<0.2*(1000/'Scenario Setup'!$E$159-10),0,($N661-0.2*(1000/'Scenario Setup'!$E$159-10))^2/($N661+0.8*(1000/'Scenario Setup'!$E$159-10)))","v":{"$error":"#DIV/0!"}},{"$error":"#DIV/0!"},{"$error":"#DIV/0!"},{"$error":"#DIV/0!"},{"$error":"#DIV/0!"}]
[null,null,null,null,null,null,null,null,null,null,null,null,null,0.27,0.33219010289073986,678,{"$f":"IF($N662<0.2*(1000/'Scenario Setup'!$E$159-10),0,($N662-0.2*(1000/'Scenario Setup'!$E$159-10))^2/($N662+0.8*(1000/'Scenario Setup'!$E$159-10)))","v":{"$error":"#DIV/0!"}},{"$error":"#DIV/0!"},{"$error":"#DIV/0!"},{"$error":"#DIV/0!"},{"$error":"#DIV/0!"}]
[null,null,null,null,null,null,null,null,null,null,null,null,null,0.27,0.33268005879470847,679,{"$f":"IF($N663<0.2*(1000/'Scenario Setup'!$E$159-10),0,($N663-0.2*(1000/'Scenario Setup'!$E$159-10))^2/($N663+0.8*(1000/'Scenario Setup'!$E$159-10)))","v":{"$error":"#DIV/0!"}},{"$error":"#DIV/0!"},{"$error":"#DIV/0!"},{"$error":"#DIV/0!"},{"$error":"#DIV/0!"}]
[null,null,null,null,null,null,null,null,null,null,null,null,null,0.27,0.33317001469867713,680,{"$f":"IF($N664<0.2*(1000/'Scenario Setup'!$E$159-10),0,($N664-0.2*(1000/'Scenario Setup'!$E$159-10))^2/($N664+0.8*(1000/'Scenario Setup'!$E$159-10)))","v":{"$error":"#DIV/0!"}},{"$error":"#DIV/0!"},{"$error":"#DIV/0!"},{"$error":"#DIV/0!"},{"$error":"#DIV/0!"}]
[null,null,null,null,null,null,null,null,null,null,null,null,null,0.27,0.33365997060264574,681,{"$f":"IF($N665<0.2*(1000/'Scenario Setup'!$E$159-10),0,($N665-0.2*(1000/'Scenario Setup'!$E$159-10))^2/($N665+0.8*(1000/'Scenario Setup'!$E$159-10)))","v":{"$error":"#DIV/0!"}},{"$error":"#DIV/0!"},{"$error":"#DIV/0!"},{"$error":"#DIV/0!"},{"$error":"#DIV/0!"}]
[null,null,null,null,null,null,null,null,null,null,null,null,null,0.27,0.3341499265066144,682,{"$f":"IF($N666<0.2*(1000/'Scenario Setup'!$E$159-10),0,($N666-0.2*(1000/'Scenario Setup'!$E$159-10))^2/($N666+0.8*(1000/'Scenario Setup'!$E$159-10)))","v":{"$error":"#DIV/0!"}},{"$error":"#DIV/0!"},{"$error":"#DIV/0!"},{"$error":"#DIV/0!"},{"$error":"#DIV/0!"}]
[null,null,null,null,null,null,null,null,null,null,null,null,null,0.27,0.33463988241058307,683,{"$f":"IF($N667<0.2*(1000/'Scenario Setup'!$E$159-10),0,($N667-0.2*(1000/'Scenario Setup'!$E$159-10))^2/($N667+0.8*(1000/'Scenario Setup'!$E$159-10)))","v":{"$error":"#DIV/0!"}},{"$error":"#DIV/0!"},{"$error":"#DIV/0!"},{"$error":"#DIV/0!"},{"$error":"#DIV/0!"}]
[null,null,null,null,null,null,null,null,null,null,null,null,null,0.27,0.33512983831455168,684,{"$f":"IF($N668<0.2*(1000/'Scenario Setup'!$E$159-10),0,($N668-0.2*(1000/'Scenario Setup'!$E$159-10))^2/($N668+0.8*(1000/'Scenario Setup'!$E$159-10)))","v":{"$error":"#DIV/0!"}},{"$error":"#DIV/0!"},{"$error":"#DIV/0!"},{"$error":"#DIV/0!"},{"$error":"#DIV/0!"}]
[null,null,null,null,null,null,null,null,null,null,null,null,null,0.28000000000000003,0.33561979421852034,685,{"$f":"IF($N669<0.2*(1000/'Scenario Setup'!$E$159-10),0,($N669-0.2*(1000/'Scenario Setup'!$E$159-10))^2/($N669+0.8*(1000/'Scenario Setup'!$E$159-10)))","v":{"$error":"#DIV/0!"}},{"$error":"#DIV/0!"},{"$error":"#DIV/0!"},{"$error":"#DIV/0!"},{"$error":"#DIV/0!"}]
[null,null,null,null,null,null,null,null,null,null,null,null,null,0.28000000000000003,0.33610975012248895,686,{"$f":"IF($N670<0.2*(1000/'Scenario Setup'!$E$159-10),0,($N670-0.2*(1000/'Scenario Setup'!$E$159-10))^2/($N670+0.8*(1000/'Scenario Setup'!$E$159-10)))","v":{"$error":"#DIV/0!"}},{"$error":"#DIV/0!"},{"$error":"#DIV/0!"},{"$error":"#DIV/0!"},{"$error":"#DIV/0!"}]
[null,null,null,null,null,null,null,null,null,null,null,null,null,0.28000000000000003,0.33659970602645761,687,{"$f":"IF($N671<0.2*(1000/'Scenario Setup'!$E$159-10),0,($N671-0.2*(1000/'Scenario Setup'!$E$159-10))^2/($N671+0.8*(1000/'Scenario Setup'!$E$159-10)))","v":{"$error":"#DIV/0!"}},{"$error":"#DIV/0!"},{"$error":"#DIV/0!"},{"$error":"#DIV/0!"},{"$error":"#DIV/0!"}]
[null,null,null,null,null,null,null,null,null,null,null,null,null,0.28000000000000003,0.33708966193042628,688,{"$f":"IF($N672<0.2*(1000/'Scenario Setup'!$E$159-10),0,($N672-0.2*(1000/'Scenario Setup'!$E$159-10))^2/($N672+0.8*(1000/'Scenario Setup'!$E$159-10)))","v":{"$error":"#DIV/0!"}},{"$error":"#DIV/0!"},{"$error":"#DIV/0!"},{"$error":"#DIV/0!"},{"$error":"#DIV/0!"}]
[null,null,null,null,null,null,null,null,null,null,null,null,null,0.28000000000000003,0.33757961783439489,689,{"$f":"IF($N673<0.2*(1000/'Scenario Setup'!$E$159-10),0,($N673-0.2*(1000/'Scenario Setup'!$E$159-10))^2/($N673+0.8*(1000/'Scenario Setup'!$E$159-10)))","v":{"$error":"#DIV/0!"}},{"$error":"#DIV/0!"},{"$error":"#DIV/0!"},{"$error":"#DIV/0!"},{"$error":"#DIV/0!"}]
[null,null,null,null,null,null,null,null,null,null,null,null,null,0.28000000000000003,0.33806957373836355,690,{"$f":"IF($N674<0.2*(1000/'Scenario Setup'!$E$159-10),0,($N674-0.2*(1000/'Scenario Setup'!$E$159-10))^2/($N674+0.8*(1000/'Scenario Setup'!$E$159-10)))","v":{"$error":"#DIV/0!"}},{"$error":"#DIV/0!"},{"$error":"#DIV/0!"},{"$error":"#DIV/0!"},{"$error":"#DIV/0!"}]
[null,null,null,null,null,null,null,null,null,null,null,null,null,0.28000000000000003,0.33855952964233221,691,{"$f":"IF($N675<0.2*(1000/'Scenario Setup'!$E$159-10),0,($N675-0.2*(1000/'Scenario Setup'!$E$159-10))^2/($N675+0.8*(1000/'Scenario Setup'!$E$159-10)))","v":{"$error":"#DIV/0!"}},{"$error":"#DIV/0!"},{"$error":"#DIV/0!"},{"$error":"#DIV/0!"},{"$error":"#DIV/0!"}]
[null,null,null,null,null,null,null,null,null,null,null,null,null,0.28000000000000003,0.33904948554630082,692,{"$f":"IF($N676<0.2*(1000/'Scenario Setup'!$E$159-10),0,($N676-0.2*(1000/'Scenario Setup'!$E$159-10))^2/($N676+0.8*(1000/'Scenario Setup'!$E$159-10)))","v":{"$error":"#DIV/0!"}},{"$error":"#DIV/0!"},{"$error":"#DIV/0!"},{"$error":"#DIV/0!"},{"$error":"#DIV/0!"}]
[null,null,null,null,null,null,null,null,null,null,null,null,null,0.28000000000000003,0.33953944145026949,693,{"$f":"IF($N677<0.2*(1000/'Scenario Setup'!$E$159-10),0,($N677-0.2*(1000/'Scenario Setup'!$E$159-10))^2/($N677+0.8*(1000/'Scenario Setup'!$E$159-10)))","v":{"$error":"#DIV/0!"}},{"$error":"#DIV/0!"},{"$error":"#DIV/0!"},{"$error":"#DIV/0!"},{"$error":"#DIV/0!"}]
[null,null,null,null,null,null,null,null,null,null,null,null,null,0.28000000000000003,0.34002939735423809,694,{"$f":"IF($N678<0.2*(1000/'Scenario Setup'!$E$159-10),0,($N678-0.2*(1000/'Scenario Setup'!$E$159-10))^2/($N678+0.8*(1000/'Scenario Setup'!$E$159-10)))","v":{"$error":"#DIV/0!"}},{"$error":"#DIV/0!"},{"$error":"#DIV/0!"},{"$error":"#DIV/0!"},{"$error":"#DIV/0!"}]
[null,null,null,null,null,null,null,null,null,null,null,null,null,0.28000000000000003,0.34051935325820676,695,{"$f":"IF($N679<0.2*(1000/'Scenario Setup'!$E$159-10),0,($N679-0.2*(1000/'Scenario Setup'!$E$159-10))^2/($N679+0.8*(1000/'Scenario Setup'!$E$159-10)))","v":{"$error":"#DIV/0!"}},{"$error":"#DIV/0!"},{"$error":"#DIV/0!"},{"$error":"#DIV/0!"},{"$error":"#DIV/0!"}]
[null,null,null,null,null,null,null,null,null,null,null,null,null,0.28000000000000003,0.34100930916217542,696,{"$f":"IF($N680<0.2*(1000/'Scenario Setup'!$E$159-10),0,($N680-0.2*(1000/'Scenario Setup'!$E$159-10))^2/($N680+0.8*(1000/'Scenario Setup'!$E$159-10)))","v":{"$error":"#DIV/0!"}},{"$error":"#DIV/0!"},{"$error":"#DIV/0!"},{"$error":"#DIV/0!"},{"$error":"#DIV/0!"}]
[null,null,null,null,null,null,null,null,null,null,null,null,null,0.28000000000000003,0.34149926506614403,697,{"$f":"IF($N681<0.2*(1000/'Scenario Setup'!$E$159-10),0,($N681-0.2*(1000/'Scenario Setup'!$E$159-10))^2/($N681+0.8*(1000/'Scenario Setup'!$E$159-10)))","v":{"$error":"#DIV/0!"}},{"$error":"#DIV/0!"},{"$error":"#DIV/0!"},{"$error":"#DIV/0!"},{"$error":"#DIV/0!"}]
[null,null,null,null,null,null,null,null,null,null,null,null,null,0.28000000000000003,0.3419892209701127,698,{"$f":"IF($N682<0.2*(1000/'Scenario Setup'!$E$159-10),0,($N682-0.2*(1000/'Scenario Setup'!$E$159-10))^2/($N682+0.8*(1000/'Scenario Setup'!$E$159-10)))","v":{"$error":"#DIV/0!"}},{"$error":"#DIV/0!"},{"$error":"#DIV/0!"},{"$error":"#DIV/0!"},{"$error":"#DIV/0!"}]
[null,null,null,null,null,null,null,null,null,null,null,null,null,0.28000000000000003,0.34247917687408136,699,{"$f":"IF($N683<0.2*(1000/'Scenario Setup'!$E$159-10),0,($N683-0.2*(1000/'Scenario Setup'!$E$159-10))^2/($N683+0.8*(1000/'Scenario Setup'!$E$159-10)))","v":{"$error":"#DIV/0!"}},{"$error":"#DIV/0!"},{"$error":"#DIV/0!"},{"$error":"#DIV/0!"},{"$error":"#DIV/0!"}]
[null,null,null,null,null,null,null,null,null,null,null,null,null,0.28000000000000003,0.34296913277804997,700,{"$f":"IF($N684<0.2*(1000/'Scenario Setup'!$E$159-10),0,($N684-0.2*(1000/'Scenario Setup'!$E$159-10))^2/($N684+0.8*(1000/'Scenario Setup'!$E$159-10)))","v":{"$error":"#DIV/0!"}},{"$error":"#DIV/0!"},{"$error":"#DIV/0!"},{"$error":"#DIV/0!"},{"$error":"#DIV/0!"}]
[null,null,null,null,null,null,null,null,null,null,null,null,null,0.28000000000000003,0.34345908868201863,701,{"$f":"IF($N685<0.2*(1000/'Scenario Setup'!$E$159-10),0,($N685-0.2*(1000/'Scenario Setup'!$E$159-10))^2/($N685+0.8*(1000/'Scenario Setup'!$E$159-10)))","v":{"$error":"#DIV/0!"}},{"$error":"#DIV/0!"},{"$error":"#DIV/0!"},{"$error":"#DIV/0!"},{"$error":"#DIV/0!"}]
[null,null,null,null,null,null,null,null,null,null,null,null,null,0.28000000000000003,0.34394904458598724,702,{"$f":"IF($N686<0.2*(1000/'Scenario Setup'!$E$159-10),0,($N686-0.2*(1000/'Scenario Setup'!$E$159-10))^2/($N686+0.8*(1000/'Scenario Setup'!$E$159-10)))","v":{"$error":"#DIV/0!"}},{"$error":"#DIV/0!"},{"$error":"#DIV/0!"},{"$error":"#DIV/0!"},{"$error":"#DIV/0!"}]
[null,null,null,null,null,null,null,null,null,null,null,null,null,0.28000000000000003,0.3444390004899559,703,{"$f":"IF($N687<0.2*(1000/'Scenario Setup'!$E$159-10),0,($N687-0.2*(1000/'Scenario Setup'!$E$159-10))^2/($N687+0.8*(1000/'Scenario Setup'!$E$159-10)))","v":{"$error":"#DIV/0!"}},{"$error":"#DIV/0!"},{"$error":"#DIV/0!"},{"$error":"#DIV/0!"},{"$error":"#DIV/0!"}]
[null,null,null,null,null,null,null,null,null,null,null,null,null,0.28000000000000003,0.34492895639392457,704,{"$f":"IF($N688<0.2*(1000/'Scenario Setup'!$E$159-10),0,($N688-0.2*(1000/'Scenario Setup'!$E$159-10))^2/($N688+0.8*(1000/'Scenario Setup'!$E$159-10)))","v":{"$error":"#DIV/0!"}},{"$error":"#DIV/0!"},{"$error":"#DIV/0!"},{"$error":"#DIV/0!"},{"$error":"#DIV/0!"}]
[null,null,null,null,null,null,null,null,null,null,null,null,null,0.28000000000000003,0.34541891229789318,705,{"$f":"IF($N689<0.2*(1000/'Scenario Setup'!$E$159-10),0,($N689-0.2*(1000/'Scenario Setup'!$E$159-10))^2/($N689+0.8*(1000/'Scenario Setup'!$E$159-10)))","v":{"$error":"#DIV/0!"}},{"$error":"#DIV/0!"},{"$error":"#DIV/0!"},{"$error":"#DIV/0!"},{"$error":"#DIV/0!"}]
[null,null,null,null,null,null,null,null,null,null,null,null,null,0.28000000000000003,0.34590886820186184,706,{"$f":"IF($N690<0.2*(1000/'Scenario Setup'!$E$159-10),0,($N690-0.2*(1000/'Scenario Setup'!$E$159-10))^2/($N690+0.8*(1000/'Scenario Setup'!$E$159-10)))","v":{"$error":"#DIV/0!"}},{"$error":"#DIV/0!"},{"$error":"#DIV/0!"},{"$error":"#DIV/0!"},{"$error":"#DIV/0!"}]
[null,null,null,null,null,null,null,null,null,null,null,null,null,0.28000000000000003,0.34639882410583045,707,{"$f":"IF($N691<0.2*(1000/'Scenario Setup'!$E$159-10),0,($N691-0.2*(1000/'Scenario Setup'!$E$159-10))^2/($N691+0.8*(1000/'Scenario Setup'!$E$159-10)))","v":{"$error":"#DIV/0!"}},{"$error":"#DIV/0!"},{"$error":"#DIV/0!"},{"$error":"#DIV/0!"},{"$error":"#DIV/0!"}]
[null,null,null,null,null,null,null,null,null,null,null,null,null,0.28000000000000003,0.34688878000979911,708,{"$f":"IF($N692<0.2*(1000/'Scenario Setup'!$E$159-10),0,($N692-0.2*(1000/'Scenario Setup'!$E$159-10))^2/($N692+0.8*(1000/'Scenario Setup'!$E$159-10)))","v":{"$error":"#DIV/0!"}},{"$error":"#DIV/0!"},{"$error":"#DIV/0!"},{"$error":"#DIV/0!"},{"$error":"#DIV/0!"}]
[null,null,null,null,null,null,null,null,null,null,null,null,null,0.28000000000000003,0.34737873591376778,709,{"$f":"IF($N693<0.2*(1000/'Scenario Setup'!$E$159-10),0,($N693-0.2*(1000/'Scenario Setup'!$E$159-10))^2/($N693+0.8*(1000/'Scenario Setup'!$E$159-10)))","v":{"$error":"#DIV/0!"}},{"$error":"#DIV/0!"},{"$error":"#DIV/0!"},{"$error":"#DIV/0!"},{"$error":"#DIV/0!"}]
[null,null,null,null,null,null,null,null,null,null,null,null,null,0.28000000000000003,0.34786869181773639,710,{"$f":"IF($N694<0.2*(1000/'Scenario Setup'!$E$159-10),0,($N694-0.2*(1000/'Scenario Setup'!$E$159-10))^2/($N694+0.8*(1000/'Scenario Setup'!$E$159-10)))","v":{"$error":"#DIV/0!"}},{"$error":"#DIV/0!"},{"$error":"#DIV/0!"},{"$error":"#DIV/0!"},{"$error":"#DIV/0!"}]
[null,null,null,null,null,null,null,null,null,null,null,null,null,0.28000000000000003,0.34835864772170505,711,{"$f":"IF($N695<0.2*(1000/'Scenario Setup'!$E$159-10),0,($N695-0.2*(1000/'Scenario Setup'!$E$159-10))^2/($N695+0.8*(1000/'Scenario Setup'!$E$159-10)))","v":{"$error":"#DIV/0!"}},{"$error":"#DIV/0!"},{"$error":"#DIV/0!"},{"$error":"#DIV/0!"},{"$error":"#DIV/0!"}]
[null,null,null,null,null,null,null,null,null,null,null,null,null,0.28000000000000003,0.34884860362567371,712,{"$f":"IF($N696<0.2*(1000/'Scenario Setup'!$E$159-10),0,($N696-0.2*(1000/'Scenario Setup'!$E$159-10))^2/($N696+0.8*(1000/'Scenario Setup'!$E$159-10)))","v":{"$error":"#DIV/0!"}},{"$error":"#DIV/0!"},{"$error":"#DIV/0!"},{"$error":"#DIV/0!"},{"$error":"#DIV/0!"}]
[null,null,null,null,null,null,null,null,null,null,null,null,null,0.28000000000000003,0.34933855952964232,713,{"$f":"IF($N697<0.2*(1000/'Scenario Setup'!$E$159-10),0,($N697-0.2*(1000/'Scenario Setup'!$E$159-10))^2/($N697+0.8*(1000/'Scenario Setup'!$E$159-10)))","v":{"$error":"#DIV/0!"}},{"$error":"#DIV/0!"},{"$error":"#DIV/0!"},{"$error":"#DIV/0!"},{"$error":"#DIV/0!"}]
[null,null,null,null,null,null,null,null,null,null,null,null,null,0.28000000000000003,0.34982851543361099,714,{"$f":"IF($N698<0.2*(1000/'Scenario Setup'!$E$159-10),0,($N698-0.2*(1000/'Scenario Setup'!$E$159-10))^2/($N698+0.8*(1000/'Scenario Setup'!$E$159-10)))","v":{"$error":"#DIV/0!"}},{"$error":"#DIV/0!"},{"$error":"#DIV/0!"},{"$error":"#DIV/0!"},{"$error":"#DIV/0!"}]
[null,null,null,null,null,null,null,null,null,null,null,null,null,0.28000000000000003,0.3503184713375796,715,{"$f":"IF($N699<0.2*(1000/'Scenario Setup'!$E$159-10),0,($N699-0.2*(1000/'Scenario Setup'!$E$159-10))^2/($N699+0.8*(1000/'Scenario Setup'!$E$159-10)))","v":{"$error":"#DIV/0!"}},{"$error":"#DIV/0!"},{"$error":"#DIV/0!"},{"$error":"#DIV/0!"},{"$error":"#DIV/0!"}]
[null,null,null,null,null,null,null,null,null,null,null,null,null,0.28000000000000003,0.35080842724154826,716,{"$f":"IF($N700<0.2*(1000/'Scenario Setup'!$E$159-10),0,($N700-0.2*(1000/'Scenario Setup'!$E$159-10))^2/($N700+0.8*(1000/'Scenario Setup'!$E$159-10)))","v":{"$error":"#DIV/0!"}},{"$error":"#DIV/0!"},{"$error":"#DIV/0!"},{"$error":"#DIV/0!"},{"$error":"#DIV/0!"}]
[null,null,null,null,null,null,null,null,null,null,null,null,null,0.28000000000000003,0.35129838314551692,717,{"$f":"IF($N701<0.2*(1000/'Scenario Setup'!$E$159-10),0,($N701-0.2*(1000/'Scenario Setup'!$E$159-10))^2/($N701+0.8*(1000/'Scenario Setup'!$E$159-10)))","v":{"$error":"#DIV/0!"}},{"$error":"#DIV/0!"},{"$error":"#DIV/0!"},{"$error":"#DIV/0!"},{"$error":"#DIV/0!"}]
[null,null,null,null,null,null,null,null,null,null,null,null,null,0.28000000000000003,0.35178833904948553,718,{"$f":"IF($N702<0.2*(1000/'Scenario Setup'!$E$159-10),0,($N702-0.2*(1000/'Scenario Setup'!$E$159-10))^2/($N702+0.8*(1000/'Scenario Setup'!$E$159-10)))","v":{"$error":"#DIV/0!"}},{"$error":"#DIV/0!"},{"$error":"#DIV/0!"},{"$error":"#DIV/0!"},{"$error":"#DIV/0!"}]
[null,null,null,null,null,null,null,null,null,null,null,null,null,0.28000000000000003,0.3522782949534542,719,{"$f":"IF($N703<0.2*(1000/'Scenario Setup'!$E$159-10),0,($N703-0.2*(1000/'Scenario Setup'!$E$159-10))^2/($N703+0.8*(1000/'Scenario Setup'!$E$159-10)))","v":{"$error":"#DIV/0!"}},{"$error":"#DIV/0!"},{"$error":"#DIV/0!"},{"$error":"#DIV/0!"},{"$error":"#DIV/0!"}]
[null,null,null,null,null,null,null,null,null,null,null,null,null,0.28999999999999998,0.3527682508574228,720,{"$f":"IF($N704<0.2*(1000/'Scenario Setup'!$E$159-10),0,($N704-0.2*(1000/'Scenario Setup'!$E$159-10))^2/($N704+0.8*(1000/'Scenario Setup'!$E$159-10)))","v":{"$error":"#DIV/0!"}},{"$error":"#DIV/0!"},{"$error":"#DIV/0!"},{"$error":"#DIV/0!"},{"$error":"#DIV/0!"}]
[null,null,null,null,null,null,null,null,null,null,null,null,null,0.28999999999999998,0.35325820676139147,721,{"$f":"IF($N705<0.2*(1000/'Scenario Setup'!$E$159-10),0,($N705-0.2*(1000/'Scenario Setup'!$E$159-10))^2/($N705+0.8*(1000/'Scenario Setup'!$E$159-10)))","v":{"$error":"#DIV/0!"}},{"$error":"#DIV/0!"},{"$error":"#DIV/0!"},{"$error":"#DIV/0!"},{"$error":"#DIV/0!"}]
[null,null,null,null,null,null,null,null,null,null,null,null,null,0.28999999999999998,0.35374816266536013,722,{"$f":"IF($N706<0.2*(1000/'Scenario Setup'!$E$159-10),0,($N706-0.2*(1000/'Scenario Setup'!$E$159-10))^2/($N706+0.8*(1000/'Scenario Setup'!$E$159-10)))","v":{"$error":"#DIV/0!"}},{"$error":"#DIV/0!"},{"$error":"#DIV/0!"},{"$error":"#DIV/0!"},{"$error":"#DIV/0!"}]
[null,null,null,null,null,null,null,null,null,null,null,null,null,0.28999999999999998,0.35423811856932874,723,{"$f":"IF($N707<0.2*(1000/'Scenario Setup'!$E$159-10),0,($N707-0.2*(1000/'Scenario Setup'!$E$159-10))^2/($N707+0.8*(1000/'Scenario Setup'!$E$159-10)))","v":{"$error":"#DIV/0!"}},{"$error":"#DIV/0!"},{"$error":"#DIV/0!"},{"$error":"#DIV/0!"},{"$error":"#DIV/0!"}]
[null,null,null,null,null,null,null,null,null,null,null,null,null,0.28999999999999998,0.35472807447329741,724,{"$f":"IF($N708<0.2*(1000/'Scenario Setup'!$E$159-10),0,($N708-0.2*(1000/'Scenario Setup'!$E$159-10))^2/($N708+0.8*(1000/'Scenario Setup'!$E$159-10)))","v":{"$error":"#DIV/0!"}},{"$f":"Q708/SUM(Q$4:Q$2025)","v":{"$error":"#DIV/0!"}},{"$error":"#DIV/0!"},{"$error":"#DIV/0!"},{"$error":"#DIV/0!"}]
[null,null,null,null,null,null,null,null,null,null,null,null,null,0.28999999999999998,{"$f":"P709/2041","v":0.35521803037726607},725,{"$f":"IF($N709<0.2*(1000/'Scenario Setup'!$E$159-10),0,($N709-0.2*(1000/'Scenario Setup'!$E$159-10))^2/($N709+0.8*(1000/'Scenario Setup'!$E$159-10)))","v":{"$error":"#DIV/0!"}},{"$error":"#DIV/0!"},{"$f":"IF(Q709>0,_xlfn.RANK.EQ(Q709,$Q$4:$Q$2025,1),\"\")","v":{"$error":"#DIV/0!"}},{"$f":"IF(S709=\"\",0,_xlfn.RANK.EQ(S709,$S$4:$S$2025,1))","v":{"$error":"#DIV/0!"}},{"$f":"ROUND(T709/COUNTIFS($Q$4:$Q$2025,\">0\"),2)","v":{"$error":"#DIV/0!"}}]
[null,null,null,null,null,null,null,null,null,null,null,null,null,0.28999999999999998,0.35570798628123468,726,{"$f":"IF($N710<0.2*(1000/'Scenario Setup'!$E$159-10),0,($N710-0.2*(1000/'Scenario Setup'!$E$159-10))^2/($N710+0.8*(1000/'Scenario Setup'!$E$159-10)))","v":{"$error":"#DIV/0!"}},{"$error":"#DIV/0!"},{"$error":"#DIV/0!"},{"$error":"#DIV/0!"},{"$error":"#DIV/0!"}]
[null,null,null,null,null,null,null,null,null,null,null,null,null,0.28999999999999998,0.35619794218520334,727,{"$f":"IF($N711<0.2*(1000/'Scenario Setup'!$E$159-10),0,($N711-0.2*(1000/'Scenario Setup'!$E$159-10))^2/($N711+0.8*(1000/'Scenario Setup'!$E$159-10)))","v":{"$error":"#DIV/0!"}},{"$error":"#DIV/0!"},{"$error":"#DIV/0!"},{"$error":"#DIV/0!"},{"$error":"#DIV/0!"}]
[null,null,null,null,null,null,null,null,null,null,null,null,null,0.28999999999999998,0.35668789808917195,728,{"$f":"IF($N712<0.2*(1000/'Scenario Setup'!$E$159-10),0,($N712-0.2*(1000/'Scenario Setup'!$E$159-10))^2/($N712+0.8*(1000/'Scenario Setup'!$E$159-10)))","v":{"$error":"#DIV/0!"}},{"$error":"#DIV/0!"},{"$error":"#DIV/0!"},{"$error":"#DIV/0!"},{"$error":"#DIV/0!"}]
[null,null,null,null,null,null,null,null,null,null,null,null,null,0.28999999999999998,0.35717785399314061,729,{"$f":"IF($N713<0.2*(1000/'Scenario Setup'!$E$159-10),0,($N713-0.2*(1000/'Scenario Setup'!$E$159-10))^2/($N713+0.8*(1000/'Scenario Setup'!$E$159-10)))","v":{"$error":"#DIV/0!"}},{"$error":"#DIV/0!"},{"$error":"#DIV/0!"},{"$error":"#DIV/0!"},{"$error":"#DIV/0!"}]
[null,null,null,null,null,null,null,null,null,null,null,null,null,0.28999999999999998,0.35766780989710928,730,{"$f":"IF($N714<0.2*(1000/'Scenario Setup'!$E$159-10),0,($N714-0.2*(1000/'Scenario Setup'!$E$159-10))^2/($N714+0.8*(1000/'Scenario Setup'!$E$159-10)))","v":{"$error":"#DIV/0!"}},{"$error":"#DIV/0!"},{"$error":"#DIV/0!"},{"$error":"#DIV/0!"},{"$error":"#DIV/0!"}]
[null,null,null,null,null,null,null,null,null,null,null,null,null,0.28999999999999998,0.35815776580107789,731,{"$f":"IF($N715<0.2*(1000/'Scenario Setup'!$E$159-10),0,($N715-0.2*(1000/'Scenario Setup'!$E$159-10))^2/($N715+0.8*(1000/'Scenario Setup'!$E$159-10)))","v":{"$error":"#DIV/0!"}},{"$error":"#DIV/0!"},{"$error":"#DIV/0!"},{"$error":"#DIV/0!"},{"$error":"#DIV/0!"}]
[null,null,null,null,null,null,null,null,null,null,null,null,null,0.28999999999999998,0.35864772170504655,732,{"$f":"IF($N716<0.2*(1000/'Scenario Setup'!$E$159-10),0,($N716-0.2*(1000/'Scenario Setup'!$E$159-10))^2/($N716+0.8*(1000/'Scenario Setup'!$E$159-10)))","v":{"$error":"#DIV/0!"}},{"$error":"#DIV/0!"},{"$error":"#DIV/0!"},{"$error":"#DIV/0!"},{"$error":"#DIV/0!"}]
[null,null,null,null,null,null,null,null,null,null,null,null,null,0.28999999999999998,0.35913767760901522,733,{"$f":"IF($N717<0.2*(1000/'Scenario Setup'!$E$159-10),0,($N717-0.2*(1000/'Scenario Setup'!$E$159-10))^2/($N717+0.8*(1000/'Scenario Setup'!$E$159-10)))","v":{"$error":"#DIV/0!"}},{"$error":"#DIV/0!"},{"$error":"#DIV/0!"},{"$error":"#DIV/0!"},{"$error":"#DIV/0!"}]
[null,null,null,null,null,null,null,null,null,null,null,null,null,0.28999999999999998,0.35962763351298382,734,{"$f":"IF($N718<0.2*(1000/'Scenario Setup'!$E$159-10),0,($N718-0.2*(1000/'Scenario Setup'!$E$159-10))^2/($N718+0.8*(1000/'Scenario Setup'!$E$159-10)))","v":{"$error":"#DIV/0!"}},{"$error":"#DIV/0!"},{"$error":"#DIV/0!"},{"$error":"#DIV/0!"},{"$error":"#DIV/0!"}]
[null,null,null,null,null,null,null,null,null,null,null,null,null,0.28999999999999998,0.36011758941695249,735,{"$f":"IF($N719<0.2*(1000/'Scenario Setup'!$E$159-10),0,($N719-0.2*(1000/'Scenario Setup'!$E$159-10))^2/($N719+0.8*(1000/'Scenario Setup'!$E$159-10)))","v":{"$error":"#DIV/0!"}},{"$error":"#DIV/0!"},{"$error":"#DIV/0!"},{"$error":"#DIV/0!"},{"$error":"#DIV/0!"}]
[null,null,null,null,null,null,null,null,null,null,null,null,null,0.28999999999999998,0.3606075453209211,736,{"$f":"IF($N720<0.2*(1000/'Scenario Setup'!$E$159-10),0,($N720-0.2*(1000/'Scenario Setup'!$E$159-10))^2/($N720+0.8*(1000/'Scenario Setup'!$E$159-10)))","v":{"$error":"#DIV/0!"}},{"$error":"#DIV/0!"},{"$error":"#DIV/0!"},{"$error":"#DIV/0!"},{"$error":"#DIV/0!"}]
[null,null,null,null,null,null,null,null,null,null,null,null,null,0.28999999999999998,0.36109750122488976,737,{"$f":"IF($N721<0.2*(1000/'Scenario Setup'!$E$159-10),0,($N721-0.2*(1000/'Scenario Setup'!$E$159-10))^2/($N721+0.8*(1000/'Scenario Setup'!$E$159-10)))","v":{"$error":"#DIV/0!"}},{"$error":"#DIV/0!"},{"$error":"#DIV/0!"},{"$error":"#DIV/0!"},{"$error":"#DIV/0!"}]
[null,null,null,null,null,null,null,null,null,null,null,null,null,0.28999999999999998,0.36158745712885842,738,{"$f":"IF($N722<0.2*(1000/'Scenario Setup'!$E$159-10),0,($N722-0.2*(1000/'Scenario Setup'!$E$159-10))^2/($N722+0.8*(1000/'Scenario Setup'!$E$159-10)))","v":{"$error":"#DIV/0!"}},{"$error":"#DIV/0!"},{"$error":"#DIV/0!"},{"$error":"#DIV/0!"},{"$error":"#DIV/0!"}]
[null,null,null,null,null,null,null,null,null,null,null,null,null,0.28999999999999998,0.36207741303282703,739,{"$f":"IF($N723<0.2*(1000/'Scenario Setup'!$E$159-10),0,($N723-0.2*(1000/'Scenario Setup'!$E$159-10))^2/($N723+0.8*(1000/'Scenario Setup'!$E$159-10)))","v":{"$error":"#DIV/0!"}},{"$error":"#DIV/0!"},{"$error":"#DIV/0!"},{"$error":"#DIV/0!"},{"$error":"#DIV/0!"}]
[null,null,null,null,null,null,null,null,null,null,null,null,null,0.28999999999999998,0.3625673689367957,740,{"$f":"IF($N724<0.2*(1000/'Scenario Setup'!$E$159-10),0,($N724-0.2*(1000/'Scenario Setup'!$E$159-10))^2/($N724+0.8*(1000/'Scenario Setup'!$E$159-10)))","v":{"$error":"#DIV/0!"}},{"$error":"#DIV/0!"},{"$error":"#DIV/0!"},{"$error":"#DIV/0!"},{"$error":"#DIV/0!"}]
[null,null,null,null,null,null,null,null,null,null,null,null,null,0.28999999999999998,0.36305732484076431,741,{"$f":"IF($N725<0.2*(1000/'Scenario Setup'!$E$159-10),0,($N725-0.2*(1000/'Scenario Setup'!$E$159-10))^2/($N725+0.8*(1000/'Scenario Setup'!$E$159-10)))","v":{"$error":"#DIV/0!"}},{"$error":"#DIV/0!"},{"$error":"#DIV/0!"},{"$error":"#DIV/0!"},{"$error":"#DIV/0!"}]
[null,null,null,null,null,null,null,null,null,null,null,null,null,0.28999999999999998,0.36354728074473297,742,{"$f":"IF($N726<0.2*(1000/'Scenario Setup'!$E$159-10),0,($N726-0.2*(1000/'Scenario Setup'!$E$159-10))^2/($N726+0.8*(1000/'Scenario Setup'!$E$159-10)))","v":{"$error":"#DIV/0!"}},{"$error":"#DIV/0!"},{"$error":"#DIV/0!"},{"$error":"#DIV/0!"},{"$error":"#DIV/0!"}]
[null,null,null,null,null,null,null,null,null,null,null,null,null,0.28999999999999998,0.36403723664870163,743,{"$f":"IF($N727<0.2*(1000/'Scenario Setup'!$E$159-10),0,($N727-0.2*(1000/'Scenario Setup'!$E$159-10))^2/($N727+0.8*(1000/'Scenario Setup'!$E$159-10)))","v":{"$error":"#DIV/0!"}},{"$error":"#DIV/0!"},{"$error":"#DIV/0!"},{"$error":"#DIV/0!"},{"$error":"#DIV/0!"}]
[null,null,null,null,null,null,null,null,null,null,null,null,null,0.3,0.36452719255267024,744,{"$f":"IF($N728<0.2*(1000/'Scenario Setup'!$E$159-10),0,($N728-0.2*(1000/'Scenario Setup'!$E$159-10))^2/($N728+0.8*(1000/'Scenario Setup'!$E$159-10)))","v":{"$error":"#DIV/0!"}},{"$error":"#DIV/0!"},{"$error":"#DIV/0!"},{"$error":"#DIV/0!"},{"$error":"#DIV/0!"}]
[null,null,null,null,null,null,null,null,null,null,null,null,null,0.3,0.36501714845663891,745,{"$f":"IF($N729<0.2*(1000/'Scenario Setup'!$E$159-10),0,($N729-0.2*(1000/'Scenario Setup'!$E$159-10))^2/($N729+0.8*(1000/'Scenario Setup'!$E$159-10)))","v":{"$error":"#DIV/0!"}},{"$error":"#DIV/0!"},{"$error":"#DIV/0!"},{"$error":"#DIV/0!"},{"$error":"#DIV/0!"}]
[null,null,null,null,null,null,null,null,null,null,null,null,null,0.3,0.36550710436060757,746,{"$f":"IF($N730<0.2*(1000/'Scenario Setup'!$E$159-10),0,($N730-0.2*(1000/'Scenario Setup'!$E$159-10))^2/($N730+0.8*(1000/'Scenario Setup'!$E$159-10)))","v":{"$error":"#DIV/0!"}},{"$error":"#DIV/0!"},{"$error":"#DIV/0!"},{"$error":"#DIV/0!"},{"$error":"#DIV/0!"}]
[null,null,null,null,null,null,null,null,null,null,null,null,null,0.3,0.36599706026457618,747,{"$f":"IF($N731<0.2*(1000/'Scenario Setup'!$E$159-10),0,($N731-0.2*(1000/'Scenario Setup'!$E$159-10))^2/($N731+0.8*(1000/'Scenario Setup'!$E$159-10)))","v":{"$error":"#DIV/0!"}},{"$error":"#DIV/0!"},{"$error":"#DIV/0!"},{"$error":"#DIV/0!"},{"$error":"#DIV/0!"}]
[null,null,null,null,null,null,null,null,null,null,null,null,null,0.3,0.36648701616854484,748,{"$f":"IF($N732<0.2*(1000/'Scenario Setup'!$E$159-10),0,($N732-0.2*(1000/'Scenario Setup'!$E$159-10))^2/($N732+0.8*(1000/'Scenario Setup'!$E$159-10)))","v":{"$error":"#DIV/0!"}},{"$error":"#DIV/0!"},{"$error":"#DIV/0!"},{"$error":"#DIV/0!"},{"$error":"#DIV/0!"}]
[null,null,null,null,null,null,null,null,null,null,null,null,null,0.3,0.36697697207251345,749,{"$f":"IF($N733<0.2*(1000/'Scenario Setup'!$E$159-10),0,($N733-0.2*(1000/'Scenario Setup'!$E$159-10))^2/($N733+0.8*(1000/'Scenario Setup'!$E$159-10)))","v":{"$error":"#DIV/0!"}},{"$error":"#DIV/0!"},{"$error":"#DIV/0!"},{"$error":"#DIV/0!"},{"$error":"#DIV/0!"}]
[null,null,null,null,null,null,null,null,null,null,null,null,null,0.3,0.36746692797648212,750,{"$f":"IF($N734<0.2*(1000/'Scenario Setup'!$E$159-10),0,($N734-0.2*(1000/'Scenario Setup'!$E$159-10))^2/($N734+0.8*(1000/'Scenario Setup'!$E$159-10)))","v":{"$error":"#DIV/0!"}},{"$error":"#DIV/0!"},{"$error":"#DIV/0!"},{"$error":"#DIV/0!"},{"$error":"#DIV/0!"}]
[null,null,null,null,null,null,null,null,null,null,null,null,null,0.3,0.36795688388045078,751,{"$f":"IF($N735<0.2*(1000/'Scenario Setup'!$E$159-10),0,($N735-0.2*(1000/'Scenario Setup'!$E$159-10))^2/($N735+0.8*(1000/'Scenario Setup'!$E$159-10)))","v":{"$error":"#DIV/0!"}},{"$error":"#DIV/0!"},{"$error":"#DIV/0!"},{"$error":"#DIV/0!"},{"$error":"#DIV/0!"}]
[null,null,null,null,null,null,null,null,null,null,null,null,null,0.3,0.36844683978441939,752,{"$f":"IF($N736<0.2*(1000/'Scenario Setup'!$E$159-10),0,($N736-0.2*(1000/'Scenario Setup'!$E$159-10))^2/($N736+0.8*(1000/'Scenario Setup'!$E$159-10)))","v":{"$error":"#DIV/0!"}},{"$error":"#DIV/0!"},{"$error":"#DIV/0!"},{"$error":"#DIV/0!"},{"$error":"#DIV/0!"}]
[null,null,null,null,null,null,null,null,null,null,null,null,null,0.3,0.36893679568838805,753,{"$f":"IF($N737<0.2*(1000/'Scenario Setup'!$E$159-10),0,($N737-0.2*(1000/'Scenario Setup'!$E$159-10))^2/($N737+0.8*(1000/'Scenario Setup'!$E$159-10)))","v":{"$error":"#DIV/0!"}},{"$error":"#DIV/0!"},{"$error":"#DIV/0!"},{"$error":"#DIV/0!"},{"$error":"#DIV/0!"}]
[null,null,null,null,null,null,null,null,null,null,null,null,null,0.3,0.36942675159235666,754,{"$f":"IF($N738<0.2*(1000/'Scenario Setup'!$E$159-10),0,($N738-0.2*(1000/'Scenario Setup'!$E$159-10))^2/($N738+0.8*(1000/'Scenario Setup'!$E$159-10)))","v":{"$error":"#DIV/0!"}},{"$error":"#DIV/0!"},{"$error":"#DIV/0!"},{"$error":"#DIV/0!"},{"$error":"#DIV/0!"}]
[null,null,null,null,null,null,null,null,null,null,null,null,null,0.3,0.36991670749632533,755,{"$f":"IF($N739<0.2*(1000/'Scenario Setup'!$E$159-10),0,($N739-0.2*(1000/'Scenario Setup'!$E$159-10))^2/($N739+0.8*(1000/'Scenario Setup'!$E$159-10)))","v":{"$error":"#DIV/0!"}},{"$error":"#DIV/0!"},{"$error":"#DIV/0!"},{"$error":"#DIV/0!"},{"$error":"#DIV/0!"}]
[null,null,null,null,null,null,null,null,null,null,null,null,null,0.3,0.37040666340029399,756,{"$f":"IF($N740<0.2*(1000/'Scenario Setup'!$E$159-10),0,($N740-0.2*(1000/'Scenario Setup'!$E$159-10))^2/($N740+0.8*(1000/'Scenario Setup'!$E$159-10)))","v":{"$error":"#DIV/0!"}},{"$error":"#DIV/0!"},{"$error":"#DIV/0!"},{"$error":"#DIV/0!"},{"$error":"#DIV/0!"}]
[null,null,null,null,null,null,null,null,null,null,null,null,null,0.3,0.3708966193042626,757,{"$f":"IF($N741<0.2*(1000/'Scenario Setup'!$E$159-10),0,($N741-0.2*(1000/'Scenario Setup'!$E$159-10))^2/($N741+0.8*(1000/'Scenario Setup'!$E$159-10)))","v":{"$error":"#DIV/0!"}},{"$error":"#DIV/0!"},{"$error":"#DIV/0!"},{"$error":"#DIV/0!"},{"$error":"#DIV/0!"}]
[null,null,null,null,null,null,null,null,null,null,null,null,null,0.3,0.37138657520823126,758,{"$f":"IF($N742<0.2*(1000/'Scenario Setup'!$E$159-10),0,($N742-0.2*(1000/'Scenario Setup'!$E$159-10))^2/($N742+0.8*(1000/'Scenario Setup'!$E$159-10)))","v":{"$error":"#DIV/0!"}},{"$error":"#DIV/0!"},{"$error":"#DIV/0!"},{"$error":"#DIV/0!"},{"$error":"#DIV/0!"}]
[null,null,null,null,null,null,null,null,null,null,null,null,null,0.3,0.37187653111219993,759,{"$f":"IF($N743<0.2*(1000/'Scenario Setup'!$E$159-10),0,($N743-0.2*(1000/'Scenario Setup'!$E$159-10))^2/($N743+0.8*(1000/'Scenario Setup'!$E$159-10)))","v":{"$error":"#DIV/0!"}},{"$error":"#DIV/0!"},{"$error":"#DIV/0!"},{"$error":"#DIV/0!"},{"$error":"#DIV/0!"}]
[null,null,null,null,null,null,null,null,null,null,null,null,null,0.3,0.37236648701616853,760,{"$f":"IF($N744<0.2*(1000/'Scenario Setup'!$E$159-10),0,($N744-0.2*(1000/'Scenario Setup'!$E$159-10))^2/($N744+0.8*(1000/'Scenario Setup'!$E$159-10)))","v":{"$error":"#DIV/0!"}},{"$error":"#DIV/0!"},{"$error":"#DIV/0!"},{"$error":"#DIV/0!"},{"$error":"#DIV/0!"}]
[null,null,null,null,null,null,null,null,null,null,null,null,null,0.3,0.3728564429201372,761,{"$f":"IF($N745<0.2*(1000/'Scenario Setup'!$E$159-10),0,($N745-0.2*(1000/'Scenario Setup'!$E$159-10))^2/($N745+0.8*(1000/'Scenario Setup'!$E$159-10)))","v":{"$error":"#DIV/0!"}},{"$error":"#DIV/0!"},{"$error":"#DIV/0!"},{"$error":"#DIV/0!"},{"$error":"#DIV/0!"}]
[null,null,null,null,null,null,null,null,null,null,null,null,null,0.3,0.37334639882410581,762,{"$f":"IF($N746<0.2*(1000/'Scenario Setup'!$E$159-10),0,($N746-0.2*(1000/'Scenario Setup'!$E$159-10))^2/($N746+0.8*(1000/'Scenario Setup'!$E$159-10)))","v":{"$error":"#DIV/0!"}},{"$error":"#DIV/0!"},{"$error":"#DIV/0!"},{"$error":"#DIV/0!"},{"$error":"#DIV/0!"}]
[null,null,null,null,null,null,null,null,null,null,null,null,null,0.3,0.37383635472807447,763,{"$f":"IF($N747<0.2*(1000/'Scenario Setup'!$E$159-10),0,($N747-0.2*(1000/'Scenario Setup'!$E$159-10))^2/($N747+0.8*(1000/'Scenario Setup'!$E$159-10)))","v":{"$error":"#DIV/0!"}},{"$error":"#DIV/0!"},{"$error":"#DIV/0!"},{"$error":"#DIV/0!"},{"$error":"#DIV/0!"}]
[null,null,null,null,null,null,null,null,null,null,null,null,null,0.3,0.37432631063204314,764,{"$f":"IF($N748<0.2*(1000/'Scenario Setup'!$E$159-10),0,($N748-0.2*(1000/'Scenario Setup'!$E$159-10))^2/($N748+0.8*(1000/'Scenario Setup'!$E$159-10)))","v":{"$error":"#DIV/0!"}},{"$error":"#DIV/0!"},{"$error":"#DIV/0!"},{"$error":"#DIV/0!"},{"$error":"#DIV/0!"}]
[null,null,null,null,null,null,null,null,null,null,null,null,null,0.3,0.37481626653601174,765,{"$f":"IF($N749<0.2*(1000/'Scenario Setup'!$E$159-10),0,($N749-0.2*(1000/'Scenario Setup'!$E$159-10))^2/($N749+0.8*(1000/'Scenario Setup'!$E$159-10)))","v":{"$error":"#DIV/0!"}},{"$error":"#DIV/0!"},{"$error":"#DIV/0!"},{"$error":"#DIV/0!"},{"$error":"#DIV/0!"}]
[null,null,null,null,null,null,null,null,null,null,null,null,null,0.3,0.37530622243998041,766,{"$f":"IF($N750<0.2*(1000/'Scenario Setup'!$E$159-10),0,($N750-0.2*(1000/'Scenario Setup'!$E$159-10))^2/($N750+0.8*(1000/'Scenario Setup'!$E$159-10)))","v":{"$error":"#DIV/0!"}},{"$error":"#DIV/0!"},{"$error":"#DIV/0!"},{"$error":"#DIV/0!"},{"$error":"#DIV/0!"}]
[null,null,null,null,null,null,null,null,null,null,null,null,null,0.3,0.37579617834394907,767,{"$f":"IF($N751<0.2*(1000/'Scenario Setup'!$E$159-10),0,($N751-0.2*(1000/'Scenario Setup'!$E$159-10))^2/($N751+0.8*(1000/'Scenario Setup'!$E$159-10)))","v":{"$error":"#DIV/0!"}},{"$error":"#DIV/0!"},{"$error":"#DIV/0!"},{"$error":"#DIV/0!"},{"$error":"#DIV/0!"}]
[null,null,null,null,null,null,null,null,null,null,null,null,null,0.3,0.37628613424791768,768,{"$f":"IF($N752<0.2*(1000/'Scenario Setup'!$E$159-10),0,($N752-0.2*(1000/'Scenario Setup'!$E$159-10))^2/($N752+0.8*(1000/'Scenario Setup'!$E$159-10)))","v":{"$error":"#DIV/0!"}},{"$error":"#DIV/0!"},{"$error":"#DIV/0!"},{"$error":"#DIV/0!"},{"$error":"#DIV/0!"}]
[null,null,null,null,null,null,null,null,null,null,null,null,null,0.3,0.37677609015188634,769,{"$f":"IF($N753<0.2*(1000/'Scenario Setup'!$E$159-10),0,($N753-0.2*(1000/'Scenario Setup'!$E$159-10))^2/($N753+0.8*(1000/'Scenario Setup'!$E$159-10)))","v":{"$error":"#DIV/0!"}},{"$error":"#DIV/0!"},{"$error":"#DIV/0!"},{"$error":"#DIV/0!"},{"$error":"#DIV/0!"}]
[null,null,null,null,null,null,null,null,null,null,null,null,null,0.3,0.37726604605585495,770,{"$f":"IF($N754<0.2*(1000/'Scenario Setup'!$E$159-10),0,($N754-0.2*(1000/'Scenario Setup'!$E$159-10))^2/($N754+0.8*(1000/'Scenario Setup'!$E$159-10)))","v":{"$error":"#DIV/0!"}},{"$error":"#DIV/0!"},{"$error":"#DIV/0!"},{"$error":"#DIV/0!"},{"$error":"#DIV/0!"}]
[null,null,null,null,null,null,null,null,null,null,null,null,null,0.3,0.37775600195982362,771,{"$f":"IF($N755<0.2*(1000/'Scenario Setup'!$E$159-10),0,($N755-0.2*(1000/'Scenario Setup'!$E$159-10))^2/($N755+0.8*(1000/'Scenario Setup'!$E$159-10)))","v":{"$error":"#DIV/0!"}},{"$error":"#DIV/0!"},{"$error":"#DIV/0!"},{"$error":"#DIV/0!"},{"$error":"#DIV/0!"}]
[null,null,null,null,null,null,null,null,null,null,null,null,null,0.3,0.37824595786379228,772,{"$f":"IF($N756<0.2*(1000/'Scenario Setup'!$E$159-10),0,($N756-0.2*(1000/'Scenario Setup'!$E$159-10))^2/($N756+0.8*(1000/'Scenario Setup'!$E$159-10)))","v":{"$error":"#DIV/0!"}},{"$error":"#DIV/0!"},{"$error":"#DIV/0!"},{"$error":"#DIV/0!"},{"$error":"#DIV/0!"}]
[null,null,null,null,null,null,null,null,null,null,null,null,null,0.3,0.37873591376776089,773,{"$f":"IF($N757<0.2*(1000/'Scenario Setup'!$E$159-10),0,($N757-0.2*(1000/'Scenario Setup'!$E$159-10))^2/($N757+0.8*(1000/'Scenario Setup'!$E$159-10)))","v":{"$error":"#DIV/0!"}},{"$error":"#DIV/0!"},{"$error":"#DIV/0!"},{"$error":"#DIV/0!"},{"$error":"#DIV/0!"}]
[null,null,null,null,null,null,null,null,null,null,null,null,null,0.31,0.37922586967172955,774,{"$f":"IF($N758<0.2*(1000/'Scenario Setup'!$E$159-10),0,($N758-0.2*(1000/'Scenario Setup'!$E$159-10))^2/($N758+0.8*(1000/'Scenario Setup'!$E$159-10)))","v":{"$error":"#DIV/0!"}},{"$error":"#DIV/0!"},{"$error":"#DIV/0!"},{"$error":"#DIV/0!"},{"$error":"#DIV/0!"}]
[null,null,null,null,null,null,null,null,null,null,null,null,null,0.31,0.37971582557569816,775,{"$f":"IF($N759<0.2*(1000/'Scenario Setup'!$E$159-10),0,($N759-0.2*(1000/'Scenario Setup'!$E$159-10))^2/($N759+0.8*(1000/'Scenario Setup'!$E$159-10)))","v":{"$error":"#DIV/0!"}},{"$error":"#DIV/0!"},{"$error":"#DIV/0!"},{"$error":"#DIV/0!"},{"$error":"#DIV/0!"}]
[null,null,null,null,null,null,null,null,null,null,null,null,null,0.31,0.38020578147966683,776,{"$f":"IF($N760<0.2*(1000/'Scenario Setup'!$E$159-10),0,($N760-0.2*(1000/'Scenario Setup'!$E$159-10))^2/($N760+0.8*(1000/'Scenario Setup'!$E$159-10)))","v":{"$error":"#DIV/0!"}},{"$error":"#DIV/0!"},{"$error":"#DIV/0!"},{"$error":"#DIV/0!"},{"$error":"#DIV/0!"}]
[null,null,null,null,null,null,null,null,null,null,null,null,null,0.31,0.38069573738363549,777,{"$f":"IF($N761<0.2*(1000/'Scenario Setup'!$E$159-10),0,($N761-0.2*(1000/'Scenario Setup'!$E$159-10))^2/($N761+0.8*(1000/'Scenario Setup'!$E$159-10)))","v":{"$error":"#DIV/0!"}},{"$error":"#DIV/0!"},{"$error":"#DIV/0!"},{"$error":"#DIV/0!"},{"$error":"#DIV/0!"}]
[null,null,null,null,null,null,null,null,null,null,null,null,null,0.31,0.3811856932876041,778,{"$f":"IF($N762<0.2*(1000/'Scenario Setup'!$E$159-10),0,($N762-0.2*(1000/'Scenario Setup'!$E$159-10))^2/($N762+0.8*(1000/'Scenario Setup'!$E$159-10)))","v":{"$error":"#DIV/0!"}},{"$error":"#DIV/0!"},{"$error":"#DIV/0!"},{"$error":"#DIV/0!"},{"$error":"#DIV/0!"}]
[null,null,null,null,null,null,null,null,null,null,null,null,null,0.31,0.38167564919157276,779,{"$f":"IF($N763<0.2*(1000/'Scenario Setup'!$E$159-10),0,($N763-0.2*(1000/'Scenario Setup'!$E$159-10))^2/($N763+0.8*(1000/'Scenario Setup'!$E$159-10)))","v":{"$error":"#DIV/0!"}},{"$error":"#DIV/0!"},{"$error":"#DIV/0!"},{"$error":"#DIV/0!"},{"$error":"#DIV/0!"}]
[null,null,null,null,null,null,null,null,null,null,null,null,null,0.31,0.38216560509554143,780,{"$f":"IF($N764<0.2*(1000/'Scenario Setup'!$E$159-10),0,($N764-0.2*(1000/'Scenario Setup'!$E$159-10))^2/($N764+0.8*(1000/'Scenario Setup'!$E$159-10)))","v":{"$error":"#DIV/0!"}},{"$error":"#DIV/0!"},{"$error":"#DIV/0!"},{"$error":"#DIV/0!"},{"$error":"#DIV/0!"}]
[null,null,null,null,null,null,null,null,null,null,null,null,null,0.31,0.38265556099951004,781,{"$f":"IF($N765<0.2*(1000/'Scenario Setup'!$E$159-10),0,($N765-0.2*(1000/'Scenario Setup'!$E$159-10))^2/($N765+0.8*(1000/'Scenario Setup'!$E$159-10)))","v":{"$error":"#DIV/0!"}},{"$error":"#DIV/0!"},{"$error":"#DIV/0!"},{"$error":"#DIV/0!"},{"$error":"#DIV/0!"}]
[null,null,null,null,null,null,null,null,null,null,null,null,null,0.31,0.3831455169034787,782,{"$f":"IF($N766<0.2*(1000/'Scenario Setup'!$E$159-10),0,($N766-0.2*(1000/'Scenario Setup'!$E$159-10))^2/($N766+0.8*(1000/'Scenario Setup'!$E$159-10)))","v":{"$error":"#DIV/0!"}},{"$error":"#DIV/0!"},{"$error":"#DIV/0!"},{"$error":"#DIV/0!"},{"$error":"#DIV/0!"}]
[null,null,null,null,null,null,null,null,null,null,null,null,null,0.31,0.38363547280744731,783,{"$f":"IF($N767<0.2*(1000/'Scenario Setup'!$E$159-10),0,($N767-0.2*(1000/'Scenario Setup'!$E$159-10))^2/($N767+0.8*(1000/'Scenario Setup'!$E$159-10)))","v":{"$error":"#DIV/0!"}},{"$error":"#DIV/0!"},{"$error":"#DIV/0!"},{"$error":"#DIV/0!"},{"$error":"#DIV/0!"}]
[null,null,null,null,null,null,null,null,null,null,null,null,null,0.31,0.38412542871141597,784,{"$f":"IF($N768<0.2*(1000/'Scenario Setup'!$E$159-10),0,($N768-0.2*(1000/'Scenario Setup'!$E$159-10))^2/($N768+0.8*(1000/'Scenario Setup'!$E$159-10)))","v":{"$error":"#DIV/0!"}},{"$error":"#DIV/0!"},{"$error":"#DIV/0!"},{"$error":"#DIV/0!"},{"$error":"#DIV/0!"}]
[null,null,null,null,null,null,null,null,null,null,null,null,null,0.31,0.38461538461538464,785,{"$f":"IF($N769<0.2*(1000/'Scenario Setup'!$E$159-10),0,($N769-0.2*(1000/'Scenario Setup'!$E$159-10))^2/($N769+0.8*(1000/'Scenario Setup'!$E$159-10)))","v":{"$error":"#DIV/0!"}},{"$error":"#DIV/0!"},{"$error":"#DIV/0!"},{"$error":"#DIV/0!"},{"$error":"#DIV/0!"}]
[null,null,null,null,null,null,null,null,null,null,null,null,null,0.31,0.38510534051935325,786,{"$f":"IF($N770<0.2*(1000/'Scenario Setup'!$E$159-10),0,($N770-0.2*(1000/'Scenario Setup'!$E$159-10))^2/($N770+0.8*(1000/'Scenario Setup'!$E$159-10)))","v":{"$error":"#DIV/0!"}},{"$error":"#DIV/0!"},{"$error":"#DIV/0!"},{"$error":"#DIV/0!"},{"$error":"#DIV/0!"}]
[null,null,null,null,null,null,null,null,null,null,null,null,null,0.31,0.38559529642332191,787,{"$f":"IF($N771<0.2*(1000/'Scenario Setup'!$E$159-10),0,($N771-0.2*(1000/'Scenario Setup'!$E$159-10))^2/($N771+0.8*(1000/'Scenario Setup'!$E$159-10)))","v":{"$error":"#DIV/0!"}},{"$error":"#DIV/0!"},{"$error":"#DIV/0!"},{"$error":"#DIV/0!"},{"$error":"#DIV/0!"}]
[null,null,null,null,null,null,null,null,null,null,null,null,null,0.31,0.38608525232729052,788,{"$f":"IF($N772<0.2*(1000/'Scenario Setup'!$E$159-10),0,($N772-0.2*(1000/'Scenario Setup'!$E$159-10))^2/($N772+0.8*(1000/'Scenario Setup'!$E$159-10)))","v":{"$error":"#DIV/0!"}},{"$f":"Q772/SUM(Q$4:Q$2025)","v":{"$error":"#DIV/0!"}},{"$error":"#DIV/0!"},{"$error":"#DIV/0!"},{"$error":"#DIV/0!"}]
[null,null,null,null,null,null,null,null,null,null,null,null,null,0.31,{"$f":"P773/2041","v":0.38657520823125918},789,{"$f":"IF($N773<0.2*(1000/'Scenario Setup'!$E$159-10),0,($N773-0.2*(1000/'Scenario Setup'!$E$159-10))^2/($N773+0.8*(1000/'Scenario Setup'!$E$159-10)))","v":{"$error":"#DIV/0!"}},{"$error":"#DIV/0!"},{"$f":"IF(Q773>0,_xlfn.RANK.EQ(Q773,$Q$4:$Q$2025,1),\"\")","v":{"$error":"#DIV/0!"}},{"$f":"IF(S773=\"\",0,_xlfn.RANK.EQ(S773,$S$4:$S$2025,1))","v":{"$error":"#DIV/0!"}},{"$f":"ROUND(T773/COUNTIFS($Q$4:$Q$2025,\">0\"),2)","v":{"$error":"#DIV/0!"}}]
[null,null,null,null,null,null,null,null,null,null,null,null,null,0.31,0.38706516413522785,790,{"$f":"IF($N774<0.2*(1000/'Scenario Setup'!$E$159-10),0,($N774-0.2*(1000/'Scenario Setup'!$E$159-10))^2/($N774+0.8*(1000/'Scenario Setup'!$E$159-10)))","v":{"$error":"#DIV/0!"}},{"$error":"#DIV/0!"},{"$error":"#DIV/0!"},{"$error":"#DIV/0!"},{"$error":"#DIV/0!"}]
[null,null,null,null,null,null,null,null,null,null,null,null,null,0.31,0.38755512003919645,791,{"$f":"IF($N775<0.2*(1000/'Scenario Setup'!$E$159-10),0,($N775-0.2*(1000/'Scenario Setup'!$E$159-10))^2/($N775+0.8*(1000/'Scenario Setup'!$E$159-10)))","v":{"$error":"#DIV/0!"}},{"$error":"#DIV/0!"},{"$error":"#DIV/0!"},{"$error":"#DIV/0!"},{"$error":"#DIV/0!"}]
[null,null,null,null,null,null,null,null,null,null,null,null,null,0.31,0.38804507594316512,792,{"$f":"IF($N776<0.2*(1000/'Scenario Setup'!$E$159-10),0,($N776-0.2*(1000/'Scenario Setup'!$E$159-10))^2/($N776+0.8*(1000/'Scenario Setup'!$E$159-10)))","v":{"$error":"#DIV/0!"}},{"$error":"#DIV/0!"},{"$error":"#DIV/0!"},{"$error":"#DIV/0!"},{"$error":"#DIV/0!"}]
[null,null,null,null,null,null,null,null,null,null,null,null,null,0.31,0.38853503184713378,793,{"$f":"IF($N777<0.2*(1000/'Scenario Setup'!$E$159-10),0,($N777-0.2*(1000/'Scenario Setup'!$E$159-10))^2/($N777+0.8*(1000/'Scenario Setup'!$E$159-10)))","v":{"$error":"#DIV/0!"}},{"$error":"#DIV/0!"},{"$error":"#DIV/0!"},{"$error":"#DIV/0!"},{"$error":"#DIV/0!"}]
[null,null,null,null,null,null,null,null,null,null,null,null,null,0.31,0.38902498775110239,794,{"$f":"IF($N778<0.2*(1000/'Scenario Setup'!$E$159-10),0,($N778-0.2*(1000/'Scenario Setup'!$E$159-10))^2/($N778+0.8*(1000/'Scenario Setup'!$E$159-10)))","v":{"$error":"#DIV/0!"}},{"$error":"#DIV/0!"},{"$error":"#DIV/0!"},{"$error":"#DIV/0!"},{"$error":"#DIV/0!"}]
[null,null,null,null,null,null,null,null,null,null,null,null,null,0.31,0.38951494365507106,795,{"$f":"IF($N779<0.2*(1000/'Scenario Setup'!$E$159-10),0,($N779-0.2*(1000/'Scenario Setup'!$E$159-10))^2/($N779+0.8*(1000/'Scenario Setup'!$E$159-10)))","v":{"$error":"#DIV/0!"}},{"$error":"#DIV/0!"},{"$error":"#DIV/0!"},{"$error":"#DIV/0!"},{"$error":"#DIV/0!"}]
[null,null,null,null,null,null,null,null,null,null,null,null,null,0.31,0.39000489955903966,796,{"$f":"IF($N780<0.2*(1000/'Scenario Setup'!$E$159-10),0,($N780-0.2*(1000/'Scenario Setup'!$E$159-10))^2/($N780+0.8*(1000/'Scenario Setup'!$E$159-10)))","v":{"$error":"#DIV/0!"}},{"$error":"#DIV/0!"},{"$error":"#DIV/0!"},{"$error":"#DIV/0!"},{"$error":"#DIV/0!"}]
[null,null,null,null,null,null,null,null,null,null,null,null,null,0.31,0.39049485546300833,797,{"$f":"IF($N781<0.2*(1000/'Scenario Setup'!$E$159-10),0,($N781-0.2*(1000/'Scenario Setup'!$E$159-10))^2/($N781+0.8*(1000/'Scenario Setup'!$E$159-10)))","v":{"$error":"#DIV/0!"}},{"$error":"#DIV/0!"},{"$error":"#DIV/0!"},{"$error":"#DIV/0!"},{"$error":"#DIV/0!"}]
[null,null,null,null,null,null,null,null,null,null,null,null,null,0.31,0.39098481136697699,798,{"$f":"IF($N782<0.2*(1000/'Scenario Setup'!$E$159-10),0,($N782-0.2*(1000/'Scenario Setup'!$E$159-10))^2/($N782+0.8*(1000/'Scenario Setup'!$E$159-10)))","v":{"$error":"#DIV/0!"}},{"$error":"#DIV/0!"},{"$error":"#DIV/0!"},{"$error":"#DIV/0!"},{"$error":"#DIV/0!"}]
[null,null,null,null,null,null,null,null,null,null,null,null,null,0.31,0.3914747672709456,799,{"$f":"IF($N783<0.2*(1000/'Scenario Setup'!$E$159-10),0,($N783-0.2*(1000/'Scenario Setup'!$E$159-10))^2/($N783+0.8*(1000/'Scenario Setup'!$E$159-10)))","v":{"$error":"#DIV/0!"}},{"$error":"#DIV/0!"},{"$error":"#DIV/0!"},{"$error":"#DIV/0!"},{"$error":"#DIV/0!"}]
[null,null,null,null,null,null,null,null,null,null,null,null,null,0.31,0.39196472317491426,800,{"$f":"IF($N784<0.2*(1000/'Scenario Setup'!$E$159-10),0,($N784-0.2*(1000/'Scenario Setup'!$E$159-10))^2/($N784+0.8*(1000/'Scenario Setup'!$E$159-10)))","v":{"$error":"#DIV/0!"}},{"$error":"#DIV/0!"},{"$error":"#DIV/0!"},{"$error":"#DIV/0!"},{"$error":"#DIV/0!"}]
[null,null,null,null,null,null,null,null,null,null,null,null,null,0.31,0.39245467907888287,801,{"$f":"IF($N785<0.2*(1000/'Scenario Setup'!$E$159-10),0,($N785-0.2*(1000/'Scenario Setup'!$E$159-10))^2/($N785+0.8*(1000/'Scenario Setup'!$E$159-10)))","v":{"$error":"#DIV/0!"}},{"$error":"#DIV/0!"},{"$error":"#DIV/0!"},{"$error":"#DIV/0!"},{"$error":"#DIV/0!"}]
[null,null,null,null,null,null,null,null,null,null,null,null,null,0.31,0.39294463498285154,802,{"$f":"IF($N786<0.2*(1000/'Scenario Setup'!$E$159-10),0,($N786-0.2*(1000/'Scenario Setup'!$E$159-10))^2/($N786+0.8*(1000/'Scenario Setup'!$E$159-10)))","v":{"$error":"#DIV/0!"}},{"$error":"#DIV/0!"},{"$error":"#DIV/0!"},{"$error":"#DIV/0!"},{"$error":"#DIV/0!"}]
[null,null,null,null,null,null,null,null,null,null,null,null,null,0.31,0.3934345908868202,803,{"$f":"IF($N787<0.2*(1000/'Scenario Setup'!$E$159-10),0,($N787-0.2*(1000/'Scenario Setup'!$E$159-10))^2/($N787+0.8*(1000/'Scenario Setup'!$E$159-10)))","v":{"$error":"#DIV/0!"}},{"$error":"#DIV/0!"},{"$error":"#DIV/0!"},{"$error":"#DIV/0!"},{"$error":"#DIV/0!"}]
[null,null,null,null,null,null,null,null,null,null,null,null,null,0.32,0.39392454679078881,804,{"$f":"IF($N788<0.2*(1000/'Scenario Setup'!$E$159-10),0,($N788-0.2*(1000/'Scenario Setup'!$E$159-10))^2/($N788+0.8*(1000/'Scenario Setup'!$E$159-10)))","v":{"$error":"#DIV/0!"}},{"$error":"#DIV/0!"},{"$error":"#DIV/0!"},{"$error":"#DIV/0!"},{"$error":"#DIV/0!"}]
[null,null,null,null,null,null,null,null,null,null,null,null,null,0.32,0.39441450269475747,805,{"$f":"IF($N789<0.2*(1000/'Scenario Setup'!$E$159-10),0,($N789-0.2*(1000/'Scenario Setup'!$E$159-10))^2/($N789+0.8*(1000/'Scenario Setup'!$E$159-10)))","v":{"$error":"#DIV/0!"}},{"$error":"#DIV/0!"},{"$error":"#DIV/0!"},{"$error":"#DIV/0!"},{"$error":"#DIV/0!"}]
[null,null,null,null,null,null,null,null,null,null,null,null,null,0.32,0.39490445859872614,806,{"$f":"IF($N790<0.2*(1000/'Scenario Setup'!$E$159-10),0,($N790-0.2*(1000/'Scenario Setup'!$E$159-10))^2/($N790+0.8*(1000/'Scenario Setup'!$E$159-10)))","v":{"$error":"#DIV/0!"}},{"$error":"#DIV/0!"},{"$error":"#DIV/0!"},{"$error":"#DIV/0!"},{"$error":"#DIV/0!"}]
[null,null,null,null,null,null,null,null,null,null,null,null,null,0.32,0.39539441450269475,807,{"$f":"IF($N791<0.2*(1000/'Scenario Setup'!$E$159-10),0,($N791-0.2*(1000/'Scenario Setup'!$E$159-10))^2/($N791+0.8*(1000/'Scenario Setup'!$E$159-10)))","v":{"$error":"#DIV/0!"}},{"$error":"#DIV/0!"},{"$error":"#DIV/0!"},{"$error":"#DIV/0!"},{"$error":"#DIV/0!"}]
[null,null,null,null,null,null,null,null,null,null,null,null,null,0.32,0.39588437040666341,808,{"$f":"IF($N792<0.2*(1000/'Scenario Setup'!$E$159-10),0,($N792-0.2*(1000/'Scenario Setup'!$E$159-10))^2/($N792+0.8*(1000/'Scenario Setup'!$E$159-10)))","v":{"$error":"#DIV/0!"}},{"$error":"#DIV/0!"},{"$error":"#DIV/0!"},{"$error":"#DIV/0!"},{"$error":"#DIV/0!"}]
[null,null,null,null,null,null,null,null,null,null,null,null,null,0.32,0.39637432631063202,809,{"$f":"IF($N793<0.2*(1000/'Scenario Setup'!$E$159-10),0,($N793-0.2*(1000/'Scenario Setup'!$E$159-10))^2/($N793+0.8*(1000/'Scenario Setup'!$E$159-10)))","v":{"$error":"#DIV/0!"}},{"$error":"#DIV/0!"},{"$error":"#DIV/0!"},{"$error":"#DIV/0!"},{"$error":"#DIV/0!"}]
[null,null,null,null,null,null,null,null,null,null,null,null,null,0.32,0.39686428221460068,810,{"$f":"IF($N794<0.2*(1000/'Scenario Setup'!$E$159-10),0,($N794-0.2*(1000/'Scenario Setup'!$E$159-10))^2/($N794+0.8*(1000/'Scenario Setup'!$E$159-10)))","v":{"$error":"#DIV/0!"}},{"$error":"#DIV/0!"},{"$error":"#DIV/0!"},{"$error":"#DIV/0!"},{"$error":"#DIV/0!"}]
[null,null,null,null,null,null,null,null,null,null,null,null,null,0.32,0.39735423811856935,811,{"$f":"IF($N795<0.2*(1000/'Scenario Setup'!$E$159-10),0,($N795-0.2*(1000/'Scenario Setup'!$E$159-10))^2/($N795+0.8*(1000/'Scenario Setup'!$E$159-10)))","v":{"$error":"#DIV/0!"}},{"$error":"#DIV/0!"},{"$error":"#DIV/0!"},{"$error":"#DIV/0!"},{"$error":"#DIV/0!"}]
[null,null,null,null,null,null,null,null,null,null,null,null,null,0.32,0.39784419402253796,812,{"$f":"IF($N796<0.2*(1000/'Scenario Setup'!$E$159-10),0,($N796-0.2*(1000/'Scenario Setup'!$E$159-10))^2/($N796+0.8*(1000/'Scenario Setup'!$E$159-10)))","v":{"$error":"#DIV/0!"}},{"$error":"#DIV/0!"},{"$error":"#DIV/0!"},{"$error":"#DIV/0!"},{"$error":"#DIV/0!"}]
[null,null,null,null,null,null,null,null,null,null,null,null,null,0.32,0.39833414992650662,813,{"$f":"IF($N797<0.2*(1000/'Scenario Setup'!$E$159-10),0,($N797-0.2*(1000/'Scenario Setup'!$E$159-10))^2/($N797+0.8*(1000/'Scenario Setup'!$E$159-10)))","v":{"$error":"#DIV/0!"}},{"$error":"#DIV/0!"},{"$error":"#DIV/0!"},{"$error":"#DIV/0!"},{"$error":"#DIV/0!"}]
[null,null,null,null,null,null,null,null,null,null,null,null,null,0.32,0.39882410583047528,814,{"$f":"IF($N798<0.2*(1000/'Scenario Setup'!$E$159-10),0,($N798-0.2*(1000/'Scenario Setup'!$E$159-10))^2/($N798+0.8*(1000/'Scenario Setup'!$E$159-10)))","v":{"$error":"#DIV/0!"}},{"$error":"#DIV/0!"},{"$error":"#DIV/0!"},{"$error":"#DIV/0!"},{"$error":"#DIV/0!"}]
[null,null,null,null,null,null,null,null,null,null,null,null,null,0.32,0.39931406173444389,815,{"$f":"IF($N799<0.2*(1000/'Scenario Setup'!$E$159-10),0,($N799-0.2*(1000/'Scenario Setup'!$E$159-10))^2/($N799+0.8*(1000/'Scenario Setup'!$E$159-10)))","v":{"$error":"#DIV/0!"}},{"$error":"#DIV/0!"},{"$error":"#DIV/0!"},{"$error":"#DIV/0!"},{"$error":"#DIV/0!"}]
[null,null,null,null,null,null,null,null,null,null,null,null,null,0.32,0.39980401763841256,816,{"$f":"IF($N800<0.2*(1000/'Scenario Setup'!$E$159-10),0,($N800-0.2*(1000/'Scenario Setup'!$E$159-10))^2/($N800+0.8*(1000/'Scenario Setup'!$E$159-10)))","v":{"$error":"#DIV/0!"}},{"$error":"#DIV/0!"},{"$error":"#DIV/0!"},{"$error":"#DIV/0!"},{"$error":"#DIV/0!"}]
[null,null,null,null,null,null,null,null,null,null,null,null,null,0.32,0.40029397354238117,817,{"$f":"IF($N801<0.2*(1000/'Scenario Setup'!$E$159-10),0,($N801-0.2*(1000/'Scenario Setup'!$E$159-10))^2/($N801+0.8*(1000/'Scenario Setup'!$E$159-10)))","v":{"$error":"#DIV/0!"}},{"$error":"#DIV/0!"},{"$error":"#DIV/0!"},{"$error":"#DIV/0!"},{"$error":"#DIV/0!"}]
[null,null,null,null,null,null,null,null,null,null,null,null,null,0.32,0.40078392944634983,818,{"$f":"IF($N802<0.2*(1000/'Scenario Setup'!$E$159-10),0,($N802-0.2*(1000/'Scenario Setup'!$E$159-10))^2/($N802+0.8*(1000/'Scenario Setup'!$E$159-10)))","v":{"$error":"#DIV/0!"}},{"$error":"#DIV/0!"},{"$error":"#DIV/0!"},{"$error":"#DIV/0!"},{"$error":"#DIV/0!"}]
[null,null,null,null,null,null,null,null,null,null,null,null,null,0.32,0.40127388535031849,819,{"$f":"IF($N803<0.2*(1000/'Scenario Setup'!$E$159-10),0,($N803-0.2*(1000/'Scenario Setup'!$E$159-10))^2/($N803+0.8*(1000/'Scenario Setup'!$E$159-10)))","v":{"$error":"#DIV/0!"}},{"$error":"#DIV/0!"},{"$error":"#DIV/0!"},{"$error":"#DIV/0!"},{"$error":"#DIV/0!"}]
[null,null,null,null,null,null,null,null,null,null,null,null,null,0.32,0.4017638412542871,820,{"$f":"IF($N804<0.2*(1000/'Scenario Setup'!$E$159-10),0,($N804-0.2*(1000/'Scenario Setup'!$E$159-10))^2/($N804+0.8*(1000/'Scenario Setup'!$E$159-10)))","v":{"$error":"#DIV/0!"}},{"$error":"#DIV/0!"},{"$error":"#DIV/0!"},{"$error":"#DIV/0!"},{"$error":"#DIV/0!"}]
[null,null,null,null,null,null,null,null,null,null,null,null,null,0.32,0.40225379715825577,821,{"$f":"IF($N805<0.2*(1000/'Scenario Setup'!$E$159-10),0,($N805-0.2*(1000/'Scenario Setup'!$E$159-10))^2/($N805+0.8*(1000/'Scenario Setup'!$E$159-10)))","v":{"$error":"#DIV/0!"}},{"$error":"#DIV/0!"},{"$error":"#DIV/0!"},{"$error":"#DIV/0!"},{"$error":"#DIV/0!"}]
[null,null,null,null,null,null,null,null,null,null,null,null,null,0.32,0.40274375306222437,822,{"$f":"IF($N806<0.2*(1000/'Scenario Setup'!$E$159-10),0,($N806-0.2*(1000/'Scenario Setup'!$E$159-10))^2/($N806+0.8*(1000/'Scenario Setup'!$E$159-10)))","v":{"$error":"#DIV/0!"}},{"$error":"#DIV/0!"},{"$error":"#DIV/0!"},{"$error":"#DIV/0!"},{"$error":"#DIV/0!"}]
[null,null,null,null,null,null,null,null,null,null,null,null,null,0.32,0.40323370896619304,823,{"$f":"IF($N807<0.2*(1000/'Scenario Setup'!$E$159-10),0,($N807-0.2*(1000/'Scenario Setup'!$E$159-10))^2/($N807+0.8*(1000/'Scenario Setup'!$E$159-10)))","v":{"$error":"#DIV/0!"}},{"$error":"#DIV/0!"},{"$error":"#DIV/0!"},{"$error":"#DIV/0!"},{"$error":"#DIV/0!"}]
[null,null,null,null,null,null,null,null,null,null,null,null,null,0.32,0.4037236648701617,824,{"$f":"IF($N808<0.2*(1000/'Scenario Setup'!$E$159-10),0,($N808-0.2*(1000/'Scenario Setup'!$E$159-10))^2/($N808+0.8*(1000/'Scenario Setup'!$E$159-10)))","v":{"$error":"#DIV/0!"}},{"$error":"#DIV/0!"},{"$error":"#DIV/0!"},{"$error":"#DIV/0!"},{"$error":"#DIV/0!"}]
[null,null,null,null,null,null,null,null,null,null,null,null,null,0.32,0.40421362077413031,825,{"$f":"IF($N809<0.2*(1000/'Scenario Setup'!$E$159-10),0,($N809-0.2*(1000/'Scenario Setup'!$E$159-10))^2/($N809+0.8*(1000/'Scenario Setup'!$E$159-10)))","v":{"$error":"#DIV/0!"}},{"$error":"#DIV/0!"},{"$error":"#DIV/0!"},{"$error":"#DIV/0!"},{"$error":"#DIV/0!"}]
[null,null,null,null,null,null,null,null,null,null,null,null,null,0.32,0.40470357667809898,826,{"$f":"IF($N810<0.2*(1000/'Scenario Setup'!$E$159-10),0,($N810-0.2*(1000/'Scenario Setup'!$E$159-10))^2/($N810+0.8*(1000/'Scenario Setup'!$E$159-10)))","v":{"$error":"#DIV/0!"}},{"$error":"#DIV/0!"},{"$error":"#DIV/0!"},{"$error":"#DIV/0!"},{"$error":"#DIV/0!"}]
[null,null,null,null,null,null,null,null,null,null,null,null,null,0.32,0.40519353258206764,827,{"$f":"IF($N811<0.2*(1000/'Scenario Setup'!$E$159-10),0,($N811-0.2*(1000/'Scenario Setup'!$E$159-10))^2/($N811+0.8*(1000/'Scenario Setup'!$E$159-10)))","v":{"$error":"#DIV/0!"}},{"$error":"#DIV/0!"},{"$error":"#DIV/0!"},{"$error":"#DIV/0!"},{"$error":"#DIV/0!"}]
[null,null,null,null,null,null,null,null,null,null,null,null,null,0.32,0.40568348848603625,828,{"$f":"IF($N812<0.2*(1000/'Scenario Setup'!$E$159-10),0,($N812-0.2*(1000/'Scenario Setup'!$E$159-10))^2/($N812+0.8*(1000/'Scenario Setup'!$E$159-10)))","v":{"$error":"#DIV/0!"}},{"$error":"#DIV/0!"},{"$error":"#DIV/0!"},{"$error":"#DIV/0!"},{"$error":"#DIV/0!"}]
[null,null,null,null,null,null,null,null,null,null,null,null,null,0.32,0.40617344439000491,829,{"$f":"IF($N813<0.2*(1000/'Scenario Setup'!$E$159-10),0,($N813-0.2*(1000/'Scenario Setup'!$E$159-10))^2/($N813+0.8*(1000/'Scenario Setup'!$E$159-10)))","v":{"$error":"#DIV/0!"}},{"$error":"#DIV/0!"},{"$error":"#DIV/0!"},{"$error":"#DIV/0!"},{"$error":"#DIV/0!"}]
[null,null,null,null,null,null,null,null,null,null,null,null,null,0.32,0.40666340029397352,830,{"$f":"IF($N814<0.2*(1000/'Scenario Setup'!$E$159-10),0,($N814-0.2*(1000/'Scenario Setup'!$E$159-10))^2/($N814+0.8*(1000/'Scenario Setup'!$E$159-10)))","v":{"$error":"#DIV/0!"}},{"$error":"#DIV/0!"},{"$error":"#DIV/0!"},{"$error":"#DIV/0!"},{"$error":"#DIV/0!"}]
[null,null,null,null,null,null,null,null,null,null,null,null,null,0.32,0.40715335619794218,831,{"$f":"IF($N815<0.2*(1000/'Scenario Setup'!$E$159-10),0,($N815-0.2*(1000/'Scenario Setup'!$E$159-10))^2/($N815+0.8*(1000/'Scenario Setup'!$E$159-10)))","v":{"$error":"#DIV/0!"}},{"$error":"#DIV/0!"},{"$error":"#DIV/0!"},{"$error":"#DIV/0!"},{"$error":"#DIV/0!"}]
[null,null,null,null,null,null,null,null,null,null,null,null,null,0.32,0.40764331210191085,832,{"$f":"IF($N816<0.2*(1000/'Scenario Setup'!$E$159-10),0,($N816-0.2*(1000/'Scenario Setup'!$E$159-10))^2/($N816+0.8*(1000/'Scenario Setup'!$E$159-10)))","v":{"$error":"#DIV/0!"}},{"$error":"#DIV/0!"},{"$error":"#DIV/0!"},{"$error":"#DIV/0!"},{"$error":"#DIV/0!"}]
[null,null,null,null,null,null,null,null,null,null,null,null,null,0.33,0.40813326800587946,833,{"$f":"IF($N817<0.2*(1000/'Scenario Setup'!$E$159-10),0,($N817-0.2*(1000/'Scenario Setup'!$E$159-10))^2/($N817+0.8*(1000/'Scenario Setup'!$E$159-10)))","v":{"$error":"#DIV/0!"}},{"$error":"#DIV/0!"},{"$error":"#DIV/0!"},{"$error":"#DIV/0!"},{"$error":"#DIV/0!"}]
[null,null,null,null,null,null,null,null,null,null,null,null,null,0.33,0.40862322390984812,834,{"$f":"IF($N818<0.2*(1000/'Scenario Setup'!$E$159-10),0,($N818-0.2*(1000/'Scenario Setup'!$E$159-10))^2/($N818+0.8*(1000/'Scenario Setup'!$E$159-10)))","v":{"$error":"#DIV/0!"}},{"$error":"#DIV/0!"},{"$error":"#DIV/0!"},{"$error":"#DIV/0!"},{"$error":"#DIV/0!"}]
[null,null,null,null,null,null,null,null,null,null,null,null,null,0.33,0.40911317981381673,835,{"$f":"IF($N819<0.2*(1000/'Scenario Setup'!$E$159-10),0,($N819-0.2*(1000/'Scenario Setup'!$E$159-10))^2/($N819+0.8*(1000/'Scenario Setup'!$E$159-10)))","v":{"$error":"#DIV/0!"}},{"$error":"#DIV/0!"},{"$error":"#DIV/0!"},{"$error":"#DIV/0!"},{"$error":"#DIV/0!"}]
[null,null,null,null,null,null,null,null,null,null,null,null,null,0.33,0.40960313571778539,836,{"$f":"IF($N820<0.2*(1000/'Scenario Setup'!$E$159-10),0,($N820-0.2*(1000/'Scenario Setup'!$E$159-10))^2/($N820+0.8*(1000/'Scenario Setup'!$E$159-10)))","v":{"$error":"#DIV/0!"}},{"$error":"#DIV/0!"},{"$error":"#DIV/0!"},{"$error":"#DIV/0!"},{"$error":"#DIV/0!"}]
[null,null,null,null,null,null,null,null,null,null,null,null,null,0.33,0.41009309162175406,837,{"$f":"IF($N821<0.2*(1000/'Scenario Setup'!$E$159-10),0,($N821-0.2*(1000/'Scenario Setup'!$E$159-10))^2/($N821+0.8*(1000/'Scenario Setup'!$E$159-10)))","v":{"$error":"#DIV/0!"}},{"$error":"#DIV/0!"},{"$error":"#DIV/0!"},{"$error":"#DIV/0!"},{"$error":"#DIV/0!"}]
[null,null,null,null,null,null,null,null,null,null,null,null,null,0.33,0.41058304752572267,838,{"$f":"IF($N822<0.2*(1000/'Scenario Setup'!$E$159-10),0,($N822-0.2*(1000/'Scenario Setup'!$E$159-10))^2/($N822+0.8*(1000/'Scenario Setup'!$E$159-10)))","v":{"$error":"#DIV/0!"}},{"$error":"#DIV/0!"},{"$error":"#DIV/0!"},{"$error":"#DIV/0!"},{"$error":"#DIV/0!"}]
[null,null,null,null,null,null,null,null,null,null,null,null,null,0.33,0.41107300342969133,839,{"$f":"IF($N823<0.2*(1000/'Scenario Setup'!$E$159-10),0,($N823-0.2*(1000/'Scenario Setup'!$E$159-10))^2/($N823+0.8*(1000/'Scenario Setup'!$E$159-10)))","v":{"$error":"#DIV/0!"}},{"$error":"#DIV/0!"},{"$error":"#DIV/0!"},{"$error":"#DIV/0!"},{"$error":"#DIV/0!"}]
[null,null,null,null,null,null,null,null,null,null,null,null,null,0.33,0.41156295933365999,840,{"$f":"IF($N824<0.2*(1000/'Scenario Setup'!$E$159-10),0,($N824-0.2*(1000/'Scenario Setup'!$E$159-10))^2/($N824+0.8*(1000/'Scenario Setup'!$E$159-10)))","v":{"$error":"#DIV/0!"}},{"$error":"#DIV/0!"},{"$error":"#DIV/0!"},{"$error":"#DIV/0!"},{"$error":"#DIV/0!"}]
[null,null,null,null,null,null,null,null,null,null,null,null,null,0.33,0.4120529152376286,841,{"$f":"IF($N825<0.2*(1000/'Scenario Setup'!$E$159-10),0,($N825-0.2*(1000/'Scenario Setup'!$E$159-10))^2/($N825+0.8*(1000/'Scenario Setup'!$E$159-10)))","v":{"$error":"#DIV/0!"}},{"$error":"#DIV/0!"},{"$error":"#DIV/0!"},{"$error":"#DIV/0!"},{"$error":"#DIV/0!"}]
[null,null,null,null,null,null,null,null,null,null,null,null,null,0.33,0.41254287114159727,842,{"$f":"IF($N826<0.2*(1000/'Scenario Setup'!$E$159-10),0,($N826-0.2*(1000/'Scenario Setup'!$E$159-10))^2/($N826+0.8*(1000/'Scenario Setup'!$E$159-10)))","v":{"$error":"#DIV/0!"}},{"$error":"#DIV/0!"},{"$error":"#DIV/0!"},{"$error":"#DIV/0!"},{"$error":"#DIV/0!"}]
[null,null,null,null,null,null,null,null,null,null,null,null,null,0.33,0.41303282704556588,843,{"$f":"IF($N827<0.2*(1000/'Scenario Setup'!$E$159-10),0,($N827-0.2*(1000/'Scenario Setup'!$E$159-10))^2/($N827+0.8*(1000/'Scenario Setup'!$E$159-10)))","v":{"$error":"#DIV/0!"}},{"$error":"#DIV/0!"},{"$error":"#DIV/0!"},{"$error":"#DIV/0!"},{"$error":"#DIV/0!"}]
[null,null,null,null,null,null,null,null,null,null,null,null,null,0.33,0.41352278294953454,844,{"$f":"IF($N828<0.2*(1000/'Scenario Setup'!$E$159-10),0,($N828-0.2*(1000/'Scenario Setup'!$E$159-10))^2/($N828+0.8*(1000/'Scenario Setup'!$E$159-10)))","v":{"$error":"#DIV/0!"}},{"$error":"#DIV/0!"},{"$error":"#DIV/0!"},{"$error":"#DIV/0!"},{"$error":"#DIV/0!"}]
[null,null,null,null,null,null,null,null,null,null,null,null,null,0.33,0.4140127388535032,845,{"$f":"IF($N829<0.2*(1000/'Scenario Setup'!$E$159-10),0,($N829-0.2*(1000/'Scenario Setup'!$E$159-10))^2/($N829+0.8*(1000/'Scenario Setup'!$E$159-10)))","v":{"$error":"#DIV/0!"}},{"$error":"#DIV/0!"},{"$error":"#DIV/0!"},{"$error":"#DIV/0!"},{"$error":"#DIV/0!"}]
[null,null,null,null,null,null,null,null,null,null,null,null,null,0.33,0.41450269475747181,846,{"$f":"IF($N830<0.2*(1000/'Scenario Setup'!$E$159-10),0,($N830-0.2*(1000/'Scenario Setup'!$E$159-10))^2/($N830+0.8*(1000/'Scenario Setup'!$E$159-10)))","v":{"$error":"#DIV/0!"}},{"$error":"#DIV/0!"},{"$error":"#DIV/0!"},{"$error":"#DIV/0!"},{"$error":"#DIV/0!"}]
[null,null,null,null,null,null,null,null,null,null,null,null,null,0.33,0.41499265066144048,847,{"$f":"IF($N831<0.2*(1000/'Scenario Setup'!$E$159-10),0,($N831-0.2*(1000/'Scenario Setup'!$E$159-10))^2/($N831+0.8*(1000/'Scenario Setup'!$E$159-10)))","v":{"$error":"#DIV/0!"}},{"$error":"#DIV/0!"},{"$error":"#DIV/0!"},{"$error":"#DIV/0!"},{"$error":"#DIV/0!"}]
[null,null,null,null,null,null,null,null,null,null,null,null,null,0.33,0.41548260656540914,848,{"$f":"IF($N832<0.2*(1000/'Scenario Setup'!$E$159-10),0,($N832-0.2*(1000/'Scenario Setup'!$E$159-10))^2/($N832+0.8*(1000/'Scenario Setup'!$E$159-10)))","v":{"$error":"#DIV/0!"}},{"$error":"#DIV/0!"},{"$error":"#DIV/0!"},{"$error":"#DIV/0!"},{"$error":"#DIV/0!"}]
[null,null,null,null,null,null,null,null,null,null,null,null,null,0.33,0.41597256246937775,849,{"$f":"IF($N833<0.2*(1000/'Scenario Setup'!$E$159-10),0,($N833-0.2*(1000/'Scenario Setup'!$E$159-10))^2/($N833+0.8*(1000/'Scenario Setup'!$E$159-10)))","v":{"$error":"#DIV/0!"}},{"$error":"#DIV/0!"},{"$error":"#DIV/0!"},{"$error":"#DIV/0!"},{"$error":"#DIV/0!"}]
[null,null,null,null,null,null,null,null,null,null,null,null,null,0.33,0.41646251837334641,850,{"$f":"IF($N834<0.2*(1000/'Scenario Setup'!$E$159-10),0,($N834-0.2*(1000/'Scenario Setup'!$E$159-10))^2/($N834+0.8*(1000/'Scenario Setup'!$E$159-10)))","v":{"$error":"#DIV/0!"}},{"$error":"#DIV/0!"},{"$error":"#DIV/0!"},{"$error":"#DIV/0!"},{"$error":"#DIV/0!"}]
[null,null,null,null,null,null,null,null,null,null,null,null,null,0.33,0.41695247427731502,851,{"$f":"IF($N835<0.2*(1000/'Scenario Setup'!$E$159-10),0,($N835-0.2*(1000/'Scenario Setup'!$E$159-10))^2/($N835+0.8*(1000/'Scenario Setup'!$E$159-10)))","v":{"$error":"#DIV/0!"}},{"$error":"#DIV/0!"},{"$error":"#DIV/0!"},{"$error":"#DIV/0!"},{"$error":"#DIV/0!"}]
[null,null,null,null,null,null,null,null,null,null,null,null,null,0.33,0.41744243018128369,852,{"$f":"IF($N836<0.2*(1000/'Scenario Setup'!$E$159-10),0,($N836-0.2*(1000/'Scenario Setup'!$E$159-10))^2/($N836+0.8*(1000/'Scenario Setup'!$E$159-10)))","v":{"$error":"#DIV/0!"}},{"$f":"Q836/SUM(Q$4:Q$2025)","v":{"$error":"#DIV/0!"}},{"$error":"#DIV/0!"},{"$error":"#DIV/0!"},{"$error":"#DIV/0!"}]
[null,null,null,null,null,null,null,null,null,null,null,null,null,0.33,{"$f":"P837/2041","v":0.41793238608525235},853,{"$f":"IF($N837<0.2*(1000/'Scenario Setup'!$E$159-10),0,($N837-0.2*(1000/'Scenario Setup'!$E$159-10))^2/($N837+0.8*(1000/'Scenario Setup'!$E$159-10)))","v":{"$error":"#DIV/0!"}},{"$error":"#DIV/0!"},{"$f":"IF(Q837>0,_xlfn.RANK.EQ(Q837,$Q$4:$Q$2025,1),\"\")","v":{"$error":"#DIV/0!"}},{"$f":"IF(S837=\"\",0,_xlfn.RANK.EQ(S837,$S$4:$S$2025,1))","v":{"$error":"#DIV/0!"}},{"$f":"ROUND(T837/COUNTIFS($Q$4:$Q$2025,\">0\"),2)","v":{"$error":"#DIV/0!"}}]
[null,null,null,null,null,null,null,null,null,null,null,null,null,0.33,0.41842234198922096,854,{"$f":"IF($N838<0.2*(1000/'Scenario Setup'!$E$159-10),0,($N838-0.2*(1000/'Scenario Setup'!$E$159-10))^2/($N838+0.8*(1000/'Scenario Setup'!$E$159-10)))","v":{"$error":"#DIV/0!"}},{"$error":"#DIV/0!"},{"$error":"#DIV/0!"},{"$error":"#DIV/0!"},{"$error":"#DIV/0!"}]
[null,null,null,null,null,null,null,null,null,null,null,null,null,0.33,0.41891229789318962,855,{"$f":"IF($N839<0.2*(1000/'Scenario Setup'!$E$159-10),0,($N839-0.2*(1000/'Scenario Setup'!$E$159-10))^2/($N839+0.8*(1000/'Scenario Setup'!$E$159-10)))","v":{"$error":"#DIV/0!"}},{"$error":"#DIV/0!"},{"$error":"#DIV/0!"},{"$error":"#DIV/0!"},{"$error":"#DIV/0!"}]
[null,null,null,null,null,null,null,null,null,null,null,null,null,0.33,0.41940225379715823,856,{"$f":"IF($N840<0.2*(1000/'Scenario Setup'!$E$159-10),0,($N840-0.2*(1000/'Scenario Setup'!$E$159-10))^2/($N840+0.8*(1000/'Scenario Setup'!$E$159-10)))","v":{"$error":"#DIV/0!"}},{"$error":"#DIV/0!"},{"$error":"#DIV/0!"},{"$error":"#DIV/0!"},{"$error":"#DIV/0!"}]
[null,null,null,null,null,null,null,null,null,null,null,null,null,0.33,0.4198922097011269,857,{"$f":"IF($N841<0.2*(1000/'Scenario Setup'!$E$159-10),0,($N841-0.2*(1000/'Scenario Setup'!$E$159-10))^2/($N841+0.8*(1000/'Scenario Setup'!$E$159-10)))","v":{"$error":"#DIV/0!"}},{"$error":"#DIV/0!"},{"$error":"#DIV/0!"},{"$error":"#DIV/0!"},{"$error":"#DIV/0!"}]
[null,null,null,null,null,null,null,null,null,null,null,null,null,0.33,0.42038216560509556,858,{"$f":"IF($N842<0.2*(1000/'Scenario Setup'!$E$159-10),0,($N842-0.2*(1000/'Scenario Setup'!$E$159-10))^2/($N842+0.8*(1000/'Scenario Setup'!$E$159-10)))","v":{"$error":"#DIV/0!"}},{"$error":"#DIV/0!"},{"$error":"#DIV/0!"},{"$error":"#DIV/0!"},{"$error":"#DIV/0!"}]
[null,null,null,null,null,null,null,null,null,null,null,null,null,0.33,0.42087212150906417,859,{"$f":"IF($N843<0.2*(1000/'Scenario Setup'!$E$159-10),0,($N843-0.2*(1000/'Scenario Setup'!$E$159-10))^2/($N843+0.8*(1000/'Scenario Setup'!$E$159-10)))","v":{"$error":"#DIV/0!"}},{"$error":"#DIV/0!"},{"$error":"#DIV/0!"},{"$error":"#DIV/0!"},{"$error":"#DIV/0!"}]
[null,null,null,null,null,null,null,null,null,null,null,null,null,0.33,0.42136207741303283,860,{"$f":"IF($N844<0.2*(1000/'Scenario Setup'!$E$159-10),0,($N844-0.2*(1000/'Scenario Setup'!$E$159-10))^2/($N844+0.8*(1000/'Scenario Setup'!$E$159-10)))","v":{"$error":"#DIV/0!"}},{"$error":"#DIV/0!"},{"$error":"#DIV/0!"},{"$error":"#DIV/0!"},{"$error":"#DIV/0!"}]
[null,null,null,null,null,null,null,null,null,null,null,null,null,0.33,0.4218520333170015,861,{"$f":"IF($N845<0.2*(1000/'Scenario Setup'!$E$159-10),0,($N845-0.2*(1000/'Scenario Setup'!$E$159-10))^2/($N845+0.8*(1000/'Scenario Setup'!$E$159-10)))","v":{"$error":"#DIV/0!"}},{"$error":"#DIV/0!"},{"$error":"#DIV/0!"},{"$error":"#DIV/0!"},{"$error":"#DIV/0!"}]
[null,null,null,null,null,null,null,null,null,null,null,null,null,0.33,0.4223419892209701,862,{"$f":"IF($N846<0.2*(1000/'Scenario Setup'!$E$159-10),0,($N846-0.2*(1000/'Scenario Setup'!$E$159-10))^2/($N846+0.8*(1000/'Scenario Setup'!$E$159-10)))","v":{"$error":"#DIV/0!"}},{"$error":"#DIV/0!"},{"$error":"#DIV/0!"},{"$error":"#DIV/0!"},{"$error":"#DIV/0!"}]
[null,null,null,null,null,null,null,null,null,null,null,null,null,0.33,0.42283194512493877,863,{"$f":"IF($N847<0.2*(1000/'Scenario Setup'!$E$159-10),0,($N847-0.2*(1000/'Scenario Setup'!$E$159-10))^2/($N847+0.8*(1000/'Scenario Setup'!$E$159-10)))","v":{"$error":"#DIV/0!"}},{"$error":"#DIV/0!"},{"$error":"#DIV/0!"},{"$error":"#DIV/0!"},{"$error":"#DIV/0!"}]
[null,null,null,null,null,null,null,null,null,null,null,null,null,0.33,0.42332190102890738,864,{"$f":"IF($N848<0.2*(1000/'Scenario Setup'!$E$159-10),0,($N848-0.2*(1000/'Scenario Setup'!$E$159-10))^2/($N848+0.8*(1000/'Scenario Setup'!$E$159-10)))","v":{"$error":"#DIV/0!"}},{"$error":"#DIV/0!"},{"$error":"#DIV/0!"},{"$error":"#DIV/0!"},{"$error":"#DIV/0!"}]
[null,null,null,null,null,null,null,null,null,null,null,null,null,0.33,0.42381185693287604,865,{"$f":"IF($N849<0.2*(1000/'Scenario Setup'!$E$159-10),0,($N849-0.2*(1000/'Scenario Setup'!$E$159-10))^2/($N849+0.8*(1000/'Scenario Setup'!$E$159-10)))","v":{"$error":"#DIV/0!"}},{"$error":"#DIV/0!"},{"$error":"#DIV/0!"},{"$error":"#DIV/0!"},{"$error":"#DIV/0!"}]
[null,null,null,null,null,null,null,null,null,null,null,null,null,0.33,0.42430181283684471,866,{"$f":"IF($N850<0.2*(1000/'Scenario Setup'!$E$159-10),0,($N850-0.2*(1000/'Scenario Setup'!$E$159-10))^2/($N850+0.8*(1000/'Scenario Setup'!$E$159-10)))","v":{"$error":"#DIV/0!"}},{"$error":"#DIV/0!"},{"$error":"#DIV/0!"},{"$error":"#DIV/0!"},{"$error":"#DIV/0!"}]
[null,null,null,null,null,null,null,null,null,null,null,null,null,0.33,0.42479176874081331,867,{"$f":"IF($N851<0.2*(1000/'Scenario Setup'!$E$159-10),0,($N851-0.2*(1000/'Scenario Setup'!$E$159-10))^2/($N851+0.8*(1000/'Scenario Setup'!$E$159-10)))","v":{"$error":"#DIV/0!"}},{"$error":"#DIV/0!"},{"$error":"#DIV/0!"},{"$error":"#DIV/0!"},{"$error":"#DIV/0!"}]
[null,null,null,null,null,null,null,null,null,null,null,null,null,0.33,0.42528172464478198,868,{"$f":"IF($N852<0.2*(1000/'Scenario Setup'!$E$159-10),0,($N852-0.2*(1000/'Scenario Setup'!$E$159-10))^2/($N852+0.8*(1000/'Scenario Setup'!$E$159-10)))","v":{"$error":"#DIV/0!"}},{"$error":"#DIV/0!"},{"$error":"#DIV/0!"},{"$error":"#DIV/0!"},{"$error":"#DIV/0!"}]
[null,null,null,null,null,null,null,null,null,null,null,null,null,0.34,0.42577168054875059,869,{"$f":"IF($N853<0.2*(1000/'Scenario Setup'!$E$159-10),0,($N853-0.2*(1000/'Scenario Setup'!$E$159-10))^2/($N853+0.8*(1000/'Scenario Setup'!$E$159-10)))","v":{"$error":"#DIV/0!"}},{"$error":"#DIV/0!"},{"$error":"#DIV/0!"},{"$error":"#DIV/0!"},{"$error":"#DIV/0!"}]
[null,null,null,null,null,null,null,null,null,null,null,null,null,0.34,0.42626163645271925,870,{"$f":"IF($N854<0.2*(1000/'Scenario Setup'!$E$159-10),0,($N854-0.2*(1000/'Scenario Setup'!$E$159-10))^2/($N854+0.8*(1000/'Scenario Setup'!$E$159-10)))","v":{"$error":"#DIV/0!"}},{"$error":"#DIV/0!"},{"$error":"#DIV/0!"},{"$error":"#DIV/0!"},{"$error":"#DIV/0!"}]
[null,null,null,null,null,null,null,null,null,null,null,null,null,0.34,0.42675159235668791,871,{"$f":"IF($N855<0.2*(1000/'Scenario Setup'!$E$159-10),0,($N855-0.2*(1000/'Scenario Setup'!$E$159-10))^2/($N855+0.8*(1000/'Scenario Setup'!$E$159-10)))","v":{"$error":"#DIV/0!"}},{"$error":"#DIV/0!"},{"$error":"#DIV/0!"},{"$error":"#DIV/0!"},{"$error":"#DIV/0!"}]
[null,null,null,null,null,null,null,null,null,null,null,null,null,0.34,0.42724154826065652,872,{"$f":"IF($N856<0.2*(1000/'Scenario Setup'!$E$159-10),0,($N856-0.2*(1000/'Scenario Setup'!$E$159-10))^2/($N856+0.8*(1000/'Scenario Setup'!$E$159-10)))","v":{"$error":"#DIV/0!"}},{"$error":"#DIV/0!"},{"$error":"#DIV/0!"},{"$error":"#DIV/0!"},{"$error":"#DIV/0!"}]
[null,null,null,null,null,null,null,null,null,null,null,null,null,0.34,0.42773150416462519,873,{"$f":"IF($N857<0.2*(1000/'Scenario Setup'!$E$159-10),0,($N857-0.2*(1000/'Scenario Setup'!$E$159-10))^2/($N857+0.8*(1000/'Scenario Setup'!$E$159-10)))","v":{"$error":"#DIV/0!"}},{"$error":"#DIV/0!"},{"$error":"#DIV/0!"},{"$error":"#DIV/0!"},{"$error":"#DIV/0!"}]
[null,null,null,null,null,null,null,null,null,null,null,null,null,0.34,0.42822146006859385,874,{"$f":"IF($N858<0.2*(1000/'Scenario Setup'!$E$159-10),0,($N858-0.2*(1000/'Scenario Setup'!$E$159-10))^2/($N858+0.8*(1000/'Scenario Setup'!$E$159-10)))","v":{"$error":"#DIV/0!"}},{"$error":"#DIV/0!"},{"$error":"#DIV/0!"},{"$error":"#DIV/0!"},{"$error":"#DIV/0!"}]
[null,null,null,null,null,null,null,null,null,null,null,null,null,0.34,0.42871141597256246,875,{"$f":"IF($N859<0.2*(1000/'Scenario Setup'!$E$159-10),0,($N859-0.2*(1000/'Scenario Setup'!$E$159-10))^2/($N859+0.8*(1000/'Scenario Setup'!$E$159-10)))","v":{"$error":"#DIV/0!"}},{"$error":"#DIV/0!"},{"$error":"#DIV/0!"},{"$error":"#DIV/0!"},{"$error":"#DIV/0!"}]
[null,null,null,null,null,null,null,null,null,null,null,null,null,0.34,0.42920137187653112,876,{"$f":"IF($N860<0.2*(1000/'Scenario Setup'!$E$159-10),0,($N860-0.2*(1000/'Scenario Setup'!$E$159-10))^2/($N860+0.8*(1000/'Scenario Setup'!$E$159-10)))","v":{"$error":"#DIV/0!"}},{"$error":"#DIV/0!"},{"$error":"#DIV/0!"},{"$error":"#DIV/0!"},{"$error":"#DIV/0!"}]
[null,null,null,null,null,null,null,null,null,null,null,null,null,0.34,0.42969132778049973,877,{"$f":"IF($N861<0.2*(1000/'Scenario Setup'!$E$159-10),0,($N861-0.2*(1000/'Scenario Setup'!$E$159-10))^2/($N861+0.8*(1000/'Scenario Setup'!$E$159-10)))","v":{"$error":"#DIV/0!"}},{"$error":"#DIV/0!"},{"$error":"#DIV/0!"},{"$error":"#DIV/0!"},{"$error":"#DIV/0!"}]
[null,null,null,null,null,null,null,null,null,null,null,null,null,0.34,0.4301812836844684,878,{"$f":"IF($N862<0.2*(1000/'Scenario Setup'!$E$159-10),0,($N862-0.2*(1000/'Scenario Setup'!$E$159-10))^2/($N862+0.8*(1000/'Scenario Setup'!$E$159-10)))","v":{"$error":"#DIV/0!"}},{"$error":"#DIV/0!"},{"$error":"#DIV/0!"},{"$error":"#DIV/0!"},{"$error":"#DIV/0!"}]
[null,null,null,null,null,null,null,null,null,null,null,null,null,0.34,0.43067123958843706,879,{"$f":"IF($N863<0.2*(1000/'Scenario Setup'!$E$159-10),0,($N863-0.2*(1000/'Scenario Setup'!$E$159-10))^2/($N863+0.8*(1000/'Scenario Setup'!$E$159-10)))","v":{"$error":"#DIV/0!"}},{"$error":"#DIV/0!"},{"$error":"#DIV/0!"},{"$error":"#DIV/0!"},{"$error":"#DIV/0!"}]
[null,null,null,null,null,null,null,null,null,null,null,null,null,0.34,0.43116119549240567,880,{"$f":"IF($N864<0.2*(1000/'Scenario Setup'!$E$159-10),0,($N864-0.2*(1000/'Scenario Setup'!$E$159-10))^2/($N864+0.8*(1000/'Scenario Setup'!$E$159-10)))","v":{"$error":"#DIV/0!"}},{"$error":"#DIV/0!"},{"$error":"#DIV/0!"},{"$error":"#DIV/0!"},{"$error":"#DIV/0!"}]
[null,null,null,null,null,null,null,null,null,null,null,null,null,0.34,0.43165115139637433,881,{"$f":"IF($N865<0.2*(1000/'Scenario Setup'!$E$159-10),0,($N865-0.2*(1000/'Scenario Setup'!$E$159-10))^2/($N865+0.8*(1000/'Scenario Setup'!$E$159-10)))","v":{"$error":"#DIV/0!"}},{"$error":"#DIV/0!"},{"$error":"#DIV/0!"},{"$error":"#DIV/0!"},{"$error":"#DIV/0!"}]
[null,null,null,null,null,null,null,null,null,null,null,null,null,0.34,0.43214110730034294,882,{"$f":"IF($N866<0.2*(1000/'Scenario Setup'!$E$159-10),0,($N866-0.2*(1000/'Scenario Setup'!$E$159-10))^2/($N866+0.8*(1000/'Scenario Setup'!$E$159-10)))","v":{"$error":"#DIV/0!"}},{"$error":"#DIV/0!"},{"$error":"#DIV/0!"},{"$error":"#DIV/0!"},{"$error":"#DIV/0!"}]
[null,null,null,null,null,null,null,null,null,null,null,null,null,0.34,0.43263106320431161,883,{"$f":"IF($N867<0.2*(1000/'Scenario Setup'!$E$159-10),0,($N867-0.2*(1000/'Scenario Setup'!$E$159-10))^2/($N867+0.8*(1000/'Scenario Setup'!$E$159-10)))","v":{"$error":"#DIV/0!"}},{"$error":"#DIV/0!"},{"$error":"#DIV/0!"},{"$error":"#DIV/0!"},{"$error":"#DIV/0!"}]
[null,null,null,null,null,null,null,null,null,null,null,null,null,0.34,0.43312101910828027,884,{"$f":"IF($N868<0.2*(1000/'Scenario Setup'!$E$159-10),0,($N868-0.2*(1000/'Scenario Setup'!$E$159-10))^2/($N868+0.8*(1000/'Scenario Setup'!$E$159-10)))","v":{"$error":"#DIV/0!"}},{"$error":"#DIV/0!"},{"$error":"#DIV/0!"},{"$error":"#DIV/0!"},{"$error":"#DIV/0!"}]
[null,null,null,null,null,null,null,null,null,null,null,null,null,0.34,0.43361097501224888,885,{"$f":"IF($N869<0.2*(1000/'Scenario Setup'!$E$159-10),0,($N869-0.2*(1000/'Scenario Setup'!$E$159-10))^2/($N869+0.8*(1000/'Scenario Setup'!$E$159-10)))","v":{"$error":"#DIV/0!"}},{"$error":"#DIV/0!"},{"$error":"#DIV/0!"},{"$error":"#DIV/0!"},{"$error":"#DIV/0!"}]
[null,null,null,null,null,null,null,null,null,null,null,null,null,0.34,0.43410093091621754,886,{"$f":"IF($N870<0.2*(1000/'Scenario Setup'!$E$159-10),0,($N870-0.2*(1000/'Scenario Setup'!$E$159-10))^2/($N870+0.8*(1000/'Scenario Setup'!$E$159-10)))","v":{"$error":"#DIV/0!"}},{"$error":"#DIV/0!"},{"$error":"#DIV/0!"},{"$error":"#DIV/0!"},{"$error":"#DIV/0!"}]
[null,null,null,null,null,null,null,null,null,null,null,null,null,0.34,0.43459088682018621,887,{"$f":"IF($N871<0.2*(1000/'Scenario Setup'!$E$159-10),0,($N871-0.2*(1000/'Scenario Setup'!$E$159-10))^2/($N871+0.8*(1000/'Scenario Setup'!$E$159-10)))","v":{"$error":"#DIV/0!"}},{"$error":"#DIV/0!"},{"$error":"#DIV/0!"},{"$error":"#DIV/0!"},{"$error":"#DIV/0!"}]
[null,null,null,null,null,null,null,null,null,null,null,null,null,0.34,0.43508084272415481,888,{"$f":"IF($N872<0.2*(1000/'Scenario Setup'!$E$159-10),0,($N872-0.2*(1000/'Scenario Setup'!$E$159-10))^2/($N872+0.8*(1000/'Scenario Setup'!$E$159-10)))","v":{"$error":"#DIV/0!"}},{"$error":"#DIV/0!"},{"$error":"#DIV/0!"},{"$error":"#DIV/0!"},{"$error":"#DIV/0!"}]
[null,null,null,null,null,null,null,null,null,null,null,null,null,0.34,0.43557079862812348,889,{"$f":"IF($N873<0.2*(1000/'Scenario Setup'!$E$159-10),0,($N873-0.2*(1000/'Scenario Setup'!$E$159-10))^2/($N873+0.8*(1000/'Scenario Setup'!$E$159-10)))","v":{"$error":"#DIV/0!"}},{"$error":"#DIV/0!"},{"$error":"#DIV/0!"},{"$error":"#DIV/0!"},{"$error":"#DIV/0!"}]
[null,null,null,null,null,null,null,null,null,null,null,null,null,0.35,0.43606075453209209,890,{"$f":"IF($N874<0.2*(1000/'Scenario Setup'!$E$159-10),0,($N874-0.2*(1000/'Scenario Setup'!$E$159-10))^2/($N874+0.8*(1000/'Scenario Setup'!$E$159-10)))","v":{"$error":"#DIV/0!"}},{"$error":"#DIV/0!"},{"$error":"#DIV/0!"},{"$error":"#DIV/0!"},{"$error":"#DIV/0!"}]
[null,null,null,null,null,null,null,null,null,null,null,null,null,0.35,0.43655071043606075,891,{"$f":"IF($N875<0.2*(1000/'Scenario Setup'!$E$159-10),0,($N875-0.2*(1000/'Scenario Setup'!$E$159-10))^2/($N875+0.8*(1000/'Scenario Setup'!$E$159-10)))","v":{"$error":"#DIV/0!"}},{"$error":"#DIV/0!"},{"$error":"#DIV/0!"},{"$error":"#DIV/0!"},{"$error":"#DIV/0!"}]
[null,null,null,null,null,null,null,null,null,null,null,null,null,0.35,0.43704066634002942,892,{"$f":"IF($N876<0.2*(1000/'Scenario Setup'!$E$159-10),0,($N876-0.2*(1000/'Scenario Setup'!$E$159-10))^2/($N876+0.8*(1000/'Scenario Setup'!$E$159-10)))","v":{"$error":"#DIV/0!"}},{"$error":"#DIV/0!"},{"$error":"#DIV/0!"},{"$error":"#DIV/0!"},{"$error":"#DIV/0!"}]
[null,null,null,null,null,null,null,null,null,null,null,null,null,0.35,0.43753062224399802,893,{"$f":"IF($N877<0.2*(1000/'Scenario Setup'!$E$159-10),0,($N877-0.2*(1000/'Scenario Setup'!$E$159-10))^2/($N877+0.8*(1000/'Scenario Setup'!$E$159-10)))","v":{"$error":"#DIV/0!"}},{"$error":"#DIV/0!"},{"$error":"#DIV/0!"},{"$error":"#DIV/0!"},{"$error":"#DIV/0!"}]
[null,null,null,null,null,null,null,null,null,null,null,null,null,0.35,0.43802057814796669,894,{"$f":"IF($N878<0.2*(1000/'Scenario Setup'!$E$159-10),0,($N878-0.2*(1000/'Scenario Setup'!$E$159-10))^2/($N878+0.8*(1000/'Scenario Setup'!$E$159-10)))","v":{"$error":"#DIV/0!"}},{"$error":"#DIV/0!"},{"$error":"#DIV/0!"},{"$error":"#DIV/0!"},{"$error":"#DIV/0!"}]
[null,null,null,null,null,null,null,null,null,null,null,null,null,0.35,0.43851053405193535,895,{"$f":"IF($N879<0.2*(1000/'Scenario Setup'!$E$159-10),0,($N879-0.2*(1000/'Scenario Setup'!$E$159-10))^2/($N879+0.8*(1000/'Scenario Setup'!$E$159-10)))","v":{"$error":"#DIV/0!"}},{"$error":"#DIV/0!"},{"$error":"#DIV/0!"},{"$error":"#DIV/0!"},{"$error":"#DIV/0!"}]
[null,null,null,null,null,null,null,null,null,null,null,null,null,0.35,0.43900048995590396,896,{"$f":"IF($N880<0.2*(1000/'Scenario Setup'!$E$159-10),0,($N880-0.2*(1000/'Scenario Setup'!$E$159-10))^2/($N880+0.8*(1000/'Scenario Setup'!$E$159-10)))","v":{"$error":"#DIV/0!"}},{"$error":"#DIV/0!"},{"$error":"#DIV/0!"},{"$error":"#DIV/0!"},{"$error":"#DIV/0!"}]
[null,null,null,null,null,null,null,null,null,null,null,null,null,0.35,0.43949044585987262,897,{"$f":"IF($N881<0.2*(1000/'Scenario Setup'!$E$159-10),0,($N881-0.2*(1000/'Scenario Setup'!$E$159-10))^2/($N881+0.8*(1000/'Scenario Setup'!$E$159-10)))","v":{"$error":"#DIV/0!"}},{"$error":"#DIV/0!"},{"$error":"#DIV/0!"},{"$error":"#DIV/0!"},{"$error":"#DIV/0!"}]
[null,null,null,null,null,null,null,null,null,null,null,null,null,0.35,0.43998040176384123,898,{"$f":"IF($N882<0.2*(1000/'Scenario Setup'!$E$159-10),0,($N882-0.2*(1000/'Scenario Setup'!$E$159-10))^2/($N882+0.8*(1000/'Scenario Setup'!$E$159-10)))","v":{"$error":"#DIV/0!"}},{"$error":"#DIV/0!"},{"$error":"#DIV/0!"},{"$error":"#DIV/0!"},{"$error":"#DIV/0!"}]
[null,null,null,null,null,null,null,null,null,null,null,null,null,0.35,0.4404703576678099,899,{"$f":"IF($N883<0.2*(1000/'Scenario Setup'!$E$159-10),0,($N883-0.2*(1000/'Scenario Setup'!$E$159-10))^2/($N883+0.8*(1000/'Scenario Setup'!$E$159-10)))","v":{"$error":"#DIV/0!"}},{"$error":"#DIV/0!"},{"$error":"#DIV/0!"},{"$error":"#DIV/0!"},{"$error":"#DIV/0!"}]
[null,null,null,null,null,null,null,null,null,null,null,null,null,0.35,0.44096031357177856,900,{"$f":"IF($N884<0.2*(1000/'Scenario Setup'!$E$159-10),0,($N884-0.2*(1000/'Scenario Setup'!$E$159-10))^2/($N884+0.8*(1000/'Scenario Setup'!$E$159-10)))","v":{"$error":"#DIV/0!"}},{"$error":"#DIV/0!"},{"$error":"#DIV/0!"},{"$error":"#DIV/0!"},{"$error":"#DIV/0!"}]
[null,null,null,null,null,null,null,null,null,null,null,null,null,0.35,0.44145026947574717,901,{"$f":"IF($N885<0.2*(1000/'Scenario Setup'!$E$159-10),0,($N885-0.2*(1000/'Scenario Setup'!$E$159-10))^2/($N885+0.8*(1000/'Scenario Setup'!$E$159-10)))","v":{"$error":"#DIV/0!"}},{"$error":"#DIV/0!"},{"$error":"#DIV/0!"},{"$error":"#DIV/0!"},{"$error":"#DIV/0!"}]
[null,null,null,null,null,null,null,null,null,null,null,null,null,0.35,0.44194022537971583,902,{"$f":"IF($N886<0.2*(1000/'Scenario Setup'!$E$159-10),0,($N886-0.2*(1000/'Scenario Setup'!$E$159-10))^2/($N886+0.8*(1000/'Scenario Setup'!$E$159-10)))","v":{"$error":"#DIV/0!"}},{"$error":"#DIV/0!"},{"$error":"#DIV/0!"},{"$error":"#DIV/0!"},{"$error":"#DIV/0!"}]
[null,null,null,null,null,null,null,null,null,null,null,null,null,0.35,0.44243018128368444,903,{"$f":"IF($N887<0.2*(1000/'Scenario Setup'!$E$159-10),0,($N887-0.2*(1000/'Scenario Setup'!$E$159-10))^2/($N887+0.8*(1000/'Scenario Setup'!$E$159-10)))","v":{"$error":"#DIV/0!"}},{"$error":"#DIV/0!"},{"$error":"#DIV/0!"},{"$error":"#DIV/0!"},{"$error":"#DIV/0!"}]
[null,null,null,null,null,null,null,null,null,null,null,null,null,0.35,0.44292013718765311,904,{"$f":"IF($N888<0.2*(1000/'Scenario Setup'!$E$159-10),0,($N888-0.2*(1000/'Scenario Setup'!$E$159-10))^2/($N888+0.8*(1000/'Scenario Setup'!$E$159-10)))","v":{"$error":"#DIV/0!"}},{"$error":"#DIV/0!"},{"$error":"#DIV/0!"},{"$error":"#DIV/0!"},{"$error":"#DIV/0!"}]
[null,null,null,null,null,null,null,null,null,null,null,null,null,0.35,0.44341009309162177,905,{"$f":"IF($N889<0.2*(1000/'Scenario Setup'!$E$159-10),0,($N889-0.2*(1000/'Scenario Setup'!$E$159-10))^2/($N889+0.8*(1000/'Scenario Setup'!$E$159-10)))","v":{"$error":"#DIV/0!"}},{"$error":"#DIV/0!"},{"$error":"#DIV/0!"},{"$error":"#DIV/0!"},{"$error":"#DIV/0!"}]
[null,null,null,null,null,null,null,null,null,null,null,null,null,0.35,0.44390004899559038,906,{"$f":"IF($N890<0.2*(1000/'Scenario Setup'!$E$159-10),0,($N890-0.2*(1000/'Scenario Setup'!$E$159-10))^2/($N890+0.8*(1000/'Scenario Setup'!$E$159-10)))","v":{"$error":"#DIV/0!"}},{"$error":"#DIV/0!"},{"$error":"#DIV/0!"},{"$error":"#DIV/0!"},{"$error":"#DIV/0!"}]
[null,null,null,null,null,null,null,null,null,null,null,null,null,0.35,0.44439000489955904,907,{"$f":"IF($N891<0.2*(1000/'Scenario Setup'!$E$159-10),0,($N891-0.2*(1000/'Scenario Setup'!$E$159-10))^2/($N891+0.8*(1000/'Scenario Setup'!$E$159-10)))","v":{"$error":"#DIV/0!"}},{"$error":"#DIV/0!"},{"$error":"#DIV/0!"},{"$error":"#DIV/0!"},{"$error":"#DIV/0!"}]
[null,null,null,null,null,null,null,null,null,null,null,null,null,0.35,0.44487996080352771,908,{"$f":"IF($N892<0.2*(1000/'Scenario Setup'!$E$159-10),0,($N892-0.2*(1000/'Scenario Setup'!$E$159-10))^2/($N892+0.8*(1000/'Scenario Setup'!$E$159-10)))","v":{"$error":"#DIV/0!"}},{"$error":"#DIV/0!"},{"$error":"#DIV/0!"},{"$error":"#DIV/0!"},{"$error":"#DIV/0!"}]
[null,null,null,null,null,null,null,null,null,null,null,null,null,0.35,0.44536991670749632,909,{"$f":"IF($N893<0.2*(1000/'Scenario Setup'!$E$159-10),0,($N893-0.2*(1000/'Scenario Setup'!$E$159-10))^2/($N893+0.8*(1000/'Scenario Setup'!$E$159-10)))","v":{"$error":"#DIV/0!"}},{"$error":"#DIV/0!"},{"$error":"#DIV/0!"},{"$error":"#DIV/0!"},{"$error":"#DIV/0!"}]
[null,null,null,null,null,null,null,null,null,null,null,null,null,0.35,0.44585987261146498,910,{"$f":"IF($N894<0.2*(1000/'Scenario Setup'!$E$159-10),0,($N894-0.2*(1000/'Scenario Setup'!$E$159-10))^2/($N894+0.8*(1000/'Scenario Setup'!$E$159-10)))","v":{"$error":"#DIV/0!"}},{"$error":"#DIV/0!"},{"$error":"#DIV/0!"},{"$error":"#DIV/0!"},{"$error":"#DIV/0!"}]
[null,null,null,null,null,null,null,null,null,null,null,null,null,0.35,0.44634982851543359,911,{"$f":"IF($N895<0.2*(1000/'Scenario Setup'!$E$159-10),0,($N895-0.2*(1000/'Scenario Setup'!$E$159-10))^2/($N895+0.8*(1000/'Scenario Setup'!$E$159-10)))","v":{"$error":"#DIV/0!"}},{"$error":"#DIV/0!"},{"$error":"#DIV/0!"},{"$error":"#DIV/0!"},{"$error":"#DIV/0!"}]
[null,null,null,null,null,null,null,null,null,null,null,null,null,0.35,0.44683978441940225,912,{"$f":"IF($N896<0.2*(1000/'Scenario Setup'!$E$159-10),0,($N896-0.2*(1000/'Scenario Setup'!$E$159-10))^2/($N896+0.8*(1000/'Scenario Setup'!$E$159-10)))","v":{"$error":"#DIV/0!"}},{"$error":"#DIV/0!"},{"$error":"#DIV/0!"},{"$error":"#DIV/0!"},{"$error":"#DIV/0!"}]
[null,null,null,null,null,null,null,null,null,null,null,null,null,0.35,0.44732974032337092,913,{"$f":"IF($N897<0.2*(1000/'Scenario Setup'!$E$159-10),0,($N897-0.2*(1000/'Scenario Setup'!$E$159-10))^2/($N897+0.8*(1000/'Scenario Setup'!$E$159-10)))","v":{"$error":"#DIV/0!"}},{"$error":"#DIV/0!"},{"$error":"#DIV/0!"},{"$error":"#DIV/0!"},{"$error":"#DIV/0!"}]
[null,null,null,null,null,null,null,null,null,null,null,null,null,0.35,0.44781969622733953,914,{"$f":"IF($N898<0.2*(1000/'Scenario Setup'!$E$159-10),0,($N898-0.2*(1000/'Scenario Setup'!$E$159-10))^2/($N898+0.8*(1000/'Scenario Setup'!$E$159-10)))","v":{"$error":"#DIV/0!"}},{"$error":"#DIV/0!"},{"$error":"#DIV/0!"},{"$error":"#DIV/0!"},{"$error":"#DIV/0!"}]
[null,null,null,null,null,null,null,null,null,null,null,null,null,0.35,0.44830965213130819,915,{"$f":"IF($N899<0.2*(1000/'Scenario Setup'!$E$159-10),0,($N899-0.2*(1000/'Scenario Setup'!$E$159-10))^2/($N899+0.8*(1000/'Scenario Setup'!$E$159-10)))","v":{"$error":"#DIV/0!"}},{"$error":"#DIV/0!"},{"$error":"#DIV/0!"},{"$error":"#DIV/0!"},{"$error":"#DIV/0!"}]
[null,null,null,null,null,null,null,null,null,null,null,null,null,0.35,0.4487996080352768,916,{"$f":"IF($N900<0.2*(1000/'Scenario Setup'!$E$159-10),0,($N900-0.2*(1000/'Scenario Setup'!$E$159-10))^2/($N900+0.8*(1000/'Scenario Setup'!$E$159-10)))","v":{"$error":"#DIV/0!"}},{"$f":"Q900/SUM(Q$4:Q$2025)","v":{"$error":"#DIV/0!"}},{"$error":"#DIV/0!"},{"$error":"#DIV/0!"},{"$error":"#DIV/0!"}]
[null,null,null,null,null,null,null,null,null,null,null,null,null,0.35,{"$f":"P901/2041","v":0.44928956393924546},917,{"$f":"IF($N901<0.2*(1000/'Scenario Setup'!$E$159-10),0,($N901-0.2*(1000/'Scenario Setup'!$E$159-10))^2/($N901+0.8*(1000/'Scenario Setup'!$E$159-10)))","v":{"$error":"#DIV/0!"}},{"$error":"#DIV/0!"},{"$f":"IF(Q901>0,_xlfn.RANK.EQ(Q901,$Q$4:$Q$2025,1),\"\")","v":{"$error":"#DIV/0!"}},{"$f":"IF(S901=\"\",0,_xlfn.RANK.EQ(S901,$S$4:$S$2025,1))","v":{"$error":"#DIV/0!"}},{"$f":"ROUND(T901/COUNTIFS($Q$4:$Q$2025,\">0\"),2)","v":{"$error":"#DIV/0!"}}]
[null,null,null,null,null,null,null,null,null,null,null,null,null,0.35,0.44977951984321413,918,{"$f":"IF($N902<0.2*(1000/'Scenario Setup'!$E$159-10),0,($N902-0.2*(1000/'Scenario Setup'!$E$159-10))^2/($N902+0.8*(1000/'Scenario Setup'!$E$159-10)))","v":{"$error":"#DIV/0!"}},{"$error":"#DIV/0!"},{"$error":"#DIV/0!"},{"$error":"#DIV/0!"},{"$error":"#DIV/0!"}]
[null,null,null,null,null,null,null,null,null,null,null,null,null,0.35,0.45026947574718273,919,{"$f":"IF($N903<0.2*(1000/'Scenario Setup'!$E$159-10),0,($N903-0.2*(1000/'Scenario Setup'!$E$159-10))^2/($N903+0.8*(1000/'Scenario Setup'!$E$159-10)))","v":{"$error":"#DIV/0!"}},{"$error":"#DIV/0!"},{"$error":"#DIV/0!"},{"$error":"#DIV/0!"},{"$error":"#DIV/0!"}]
[null,null,null,null,null,null,null,null,null,null,null,null,null,0.35,0.4507594316511514,920,{"$f":"IF($N904<0.2*(1000/'Scenario Setup'!$E$159-10),0,($N904-0.2*(1000/'Scenario Setup'!$E$159-10))^2/($N904+0.8*(1000/'Scenario Setup'!$E$159-10)))","v":{"$error":"#DIV/0!"}},{"$error":"#DIV/0!"},{"$error":"#DIV/0!"},{"$error":"#DIV/0!"},{"$error":"#DIV/0!"}]
[null,null,null,null,null,null,null,null,null,null,null,null,null,0.35,0.45124938755512006,921,{"$f":"IF($N905<0.2*(1000/'Scenario Setup'!$E$159-10),0,($N905-0.2*(1000/'Scenario Setup'!$E$159-10))^2/($N905+0.8*(1000/'Scenario Setup'!$E$159-10)))","v":{"$error":"#DIV/0!"}},{"$error":"#DIV/0!"},{"$error":"#DIV/0!"},{"$error":"#DIV/0!"},{"$error":"#DIV/0!"}]
[null,null,null,null,null,null,null,null,null,null,null,null,null,0.36,0.45173934345908867,922,{"$f":"IF($N906<0.2*(1000/'Scenario Setup'!$E$159-10),0,($N906-0.2*(1000/'Scenario Setup'!$E$159-10))^2/($N906+0.8*(1000/'Scenario Setup'!$E$159-10)))","v":{"$error":"#DIV/0!"}},{"$error":"#DIV/0!"},{"$error":"#DIV/0!"},{"$error":"#DIV/0!"},{"$error":"#DIV/0!"}]
[null,null,null,null,null,null,null,null,null,null,null,null,null,0.36,0.45222929936305734,923,{"$f":"IF($N907<0.2*(1000/'Scenario Setup'!$E$159-10),0,($N907-0.2*(1000/'Scenario Setup'!$E$159-10))^2/($N907+0.8*(1000/'Scenario Setup'!$E$159-10)))","v":{"$error":"#DIV/0!"}},{"$error":"#DIV/0!"},{"$error":"#DIV/0!"},{"$error":"#DIV/0!"},{"$error":"#DIV/0!"}]
[null,null,null,null,null,null,null,null,null,null,null,null,null,0.36,0.45271925526702594,924,{"$f":"IF($N908<0.2*(1000/'Scenario Setup'!$E$159-10),0,($N908-0.2*(1000/'Scenario Setup'!$E$159-10))^2/($N908+0.8*(1000/'Scenario Setup'!$E$159-10)))","v":{"$error":"#DIV/0!"}},{"$error":"#DIV/0!"},{"$error":"#DIV/0!"},{"$error":"#DIV/0!"},{"$error":"#DIV/0!"}]
[null,null,null,null,null,null,null,null,null,null,null,null,null,0.36,0.45320921117099461,925,{"$f":"IF($N909<0.2*(1000/'Scenario Setup'!$E$159-10),0,($N909-0.2*(1000/'Scenario Setup'!$E$159-10))^2/($N909+0.8*(1000/'Scenario Setup'!$E$159-10)))","v":{"$error":"#DIV/0!"}},{"$error":"#DIV/0!"},{"$error":"#DIV/0!"},{"$error":"#DIV/0!"},{"$error":"#DIV/0!"}]
[null,null,null,null,null,null,null,null,null,null,null,null,null,0.36,0.45369916707496327,926,{"$f":"IF($N910<0.2*(1000/'Scenario Setup'!$E$159-10),0,($N910-0.2*(1000/'Scenario Setup'!$E$159-10))^2/($N910+0.8*(1000/'Scenario Setup'!$E$159-10)))","v":{"$error":"#DIV/0!"}},{"$error":"#DIV/0!"},{"$error":"#DIV/0!"},{"$error":"#DIV/0!"},{"$error":"#DIV/0!"}]
[null,null,null,null,null,null,null,null,null,null,null,null,null,0.36,0.45418912297893188,927,{"$f":"IF($N911<0.2*(1000/'Scenario Setup'!$E$159-10),0,($N911-0.2*(1000/'Scenario Setup'!$E$159-10))^2/($N911+0.8*(1000/'Scenario Setup'!$E$159-10)))","v":{"$error":"#DIV/0!"}},{"$error":"#DIV/0!"},{"$error":"#DIV/0!"},{"$error":"#DIV/0!"},{"$error":"#DIV/0!"}]
[null,null,null,null,null,null,null,null,null,null,null,null,null,0.36,0.45467907888290054,928,{"$f":"IF($N912<0.2*(1000/'Scenario Setup'!$E$159-10),0,($N912-0.2*(1000/'Scenario Setup'!$E$159-10))^2/($N912+0.8*(1000/'Scenario Setup'!$E$159-10)))","v":{"$error":"#DIV/0!"}},{"$error":"#DIV/0!"},{"$error":"#DIV/0!"},{"$error":"#DIV/0!"},{"$error":"#DIV/0!"}]
[null,null,null,null,null,null,null,null,null,null,null,null,null,0.36,0.45516903478686921,929,{"$f":"IF($N913<0.2*(1000/'Scenario Setup'!$E$159-10),0,($N913-0.2*(1000/'Scenario Setup'!$E$159-10))^2/($N913+0.8*(1000/'Scenario Setup'!$E$159-10)))","v":{"$error":"#DIV/0!"}},{"$error":"#DIV/0!"},{"$error":"#DIV/0!"},{"$error":"#DIV/0!"},{"$error":"#DIV/0!"}]
[null,null,null,null,null,null,null,null,null,null,null,null,null,0.36,0.45565899069083782,930,{"$f":"IF($N914<0.2*(1000/'Scenario Setup'!$E$159-10),0,($N914-0.2*(1000/'Scenario Setup'!$E$159-10))^2/($N914+0.8*(1000/'Scenario Setup'!$E$159-10)))","v":{"$error":"#DIV/0!"}},{"$error":"#DIV/0!"},{"$error":"#DIV/0!"},{"$error":"#DIV/0!"},{"$error":"#DIV/0!"}]
[null,null,null,null,null,null,null,null,null,null,null,null,null,0.36,0.45614894659480648,931,{"$f":"IF($N915<0.2*(1000/'Scenario Setup'!$E$159-10),0,($N915-0.2*(1000/'Scenario Setup'!$E$159-10))^2/($N915+0.8*(1000/'Scenario Setup'!$E$159-10)))","v":{"$error":"#DIV/0!"}},{"$error":"#DIV/0!"},{"$error":"#DIV/0!"},{"$error":"#DIV/0!"},{"$error":"#DIV/0!"}]
[null,null,null,null,null,null,null,null,null,null,null,null,null,0.36,0.45663890249877509,932,{"$f":"IF($N916<0.2*(1000/'Scenario Setup'!$E$159-10),0,($N916-0.2*(1000/'Scenario Setup'!$E$159-10))^2/($N916+0.8*(1000/'Scenario Setup'!$E$159-10)))","v":{"$error":"#DIV/0!"}},{"$error":"#DIV/0!"},{"$error":"#DIV/0!"},{"$error":"#DIV/0!"},{"$error":"#DIV/0!"}]
[null,null,null,null,null,null,null,null,null,null,null,null,null,0.36,0.45712885840274375,933,{"$f":"IF($N917<0.2*(1000/'Scenario Setup'!$E$159-10),0,($N917-0.2*(1000/'Scenario Setup'!$E$159-10))^2/($N917+0.8*(1000/'Scenario Setup'!$E$159-10)))","v":{"$error":"#DIV/0!"}},{"$error":"#DIV/0!"},{"$error":"#DIV/0!"},{"$error":"#DIV/0!"},{"$error":"#DIV/0!"}]
[null,null,null,null,null,null,null,null,null,null,null,null,null,0.36,0.45761881430671242,934,{"$f":"IF($N918<0.2*(1000/'Scenario Setup'!$E$159-10),0,($N918-0.2*(1000/'Scenario Setup'!$E$159-10))^2/($N918+0.8*(1000/'Scenario Setup'!$E$159-10)))","v":{"$error":"#DIV/0!"}},{"$error":"#DIV/0!"},{"$error":"#DIV/0!"},{"$error":"#DIV/0!"},{"$error":"#DIV/0!"}]
[null,null,null,null,null,null,null,null,null,null,null,null,null,0.36,0.45810877021068103,935,{"$f":"IF($N919<0.2*(1000/'Scenario Setup'!$E$159-10),0,($N919-0.2*(1000/'Scenario Setup'!$E$159-10))^2/($N919+0.8*(1000/'Scenario Setup'!$E$159-10)))","v":{"$error":"#DIV/0!"}},{"$error":"#DIV/0!"},{"$error":"#DIV/0!"},{"$error":"#DIV/0!"},{"$error":"#DIV/0!"}]
[null,null,null,null,null,null,null,null,null,null,null,null,null,0.36,0.45859872611464969,936,{"$f":"IF($N920<0.2*(1000/'Scenario Setup'!$E$159-10),0,($N920-0.2*(1000/'Scenario Setup'!$E$159-10))^2/($N920+0.8*(1000/'Scenario Setup'!$E$159-10)))","v":{"$error":"#DIV/0!"}},{"$error":"#DIV/0!"},{"$error":"#DIV/0!"},{"$error":"#DIV/0!"},{"$error":"#DIV/0!"}]
[null,null,null,null,null,null,null,null,null,null,null,null,null,0.36,0.4590886820186183,937,{"$f":"IF($N921<0.2*(1000/'Scenario Setup'!$E$159-10),0,($N921-0.2*(1000/'Scenario Setup'!$E$159-10))^2/($N921+0.8*(1000/'Scenario Setup'!$E$159-10)))","v":{"$error":"#DIV/0!"}},{"$error":"#DIV/0!"},{"$error":"#DIV/0!"},{"$error":"#DIV/0!"},{"$error":"#DIV/0!"}]
[null,null,null,null,null,null,null,null,null,null,null,null,null,0.36,0.45957863792258696,938,{"$f":"IF($N922<0.2*(1000/'Scenario Setup'!$E$159-10),0,($N922-0.2*(1000/'Scenario Setup'!$E$159-10))^2/($N922+0.8*(1000/'Scenario Setup'!$E$159-10)))","v":{"$error":"#DIV/0!"}},{"$error":"#DIV/0!"},{"$error":"#DIV/0!"},{"$error":"#DIV/0!"},{"$error":"#DIV/0!"}]
[null,null,null,null,null,null,null,null,null,null,null,null,null,0.36,0.46006859382655563,939,{"$f":"IF($N923<0.2*(1000/'Scenario Setup'!$E$159-10),0,($N923-0.2*(1000/'Scenario Setup'!$E$159-10))^2/($N923+0.8*(1000/'Scenario Setup'!$E$159-10)))","v":{"$error":"#DIV/0!"}},{"$error":"#DIV/0!"},{"$error":"#DIV/0!"},{"$error":"#DIV/0!"},{"$error":"#DIV/0!"}]
[null,null,null,null,null,null,null,null,null,null,null,null,null,0.36,0.46055854973052424,940,{"$f":"IF($N924<0.2*(1000/'Scenario Setup'!$E$159-10),0,($N924-0.2*(1000/'Scenario Setup'!$E$159-10))^2/($N924+0.8*(1000/'Scenario Setup'!$E$159-10)))","v":{"$error":"#DIV/0!"}},{"$error":"#DIV/0!"},{"$error":"#DIV/0!"},{"$error":"#DIV/0!"},{"$error":"#DIV/0!"}]
[null,null,null,null,null,null,null,null,null,null,null,null,null,0.36,0.4610485056344929,941,{"$f":"IF($N925<0.2*(1000/'Scenario Setup'!$E$159-10),0,($N925-0.2*(1000/'Scenario Setup'!$E$159-10))^2/($N925+0.8*(1000/'Scenario Setup'!$E$159-10)))","v":{"$error":"#DIV/0!"}},{"$error":"#DIV/0!"},{"$error":"#DIV/0!"},{"$error":"#DIV/0!"},{"$error":"#DIV/0!"}]
[null,null,null,null,null,null,null,null,null,null,null,null,null,0.36,0.46153846153846156,942,{"$f":"IF($N926<0.2*(1000/'Scenario Setup'!$E$159-10),0,($N926-0.2*(1000/'Scenario Setup'!$E$159-10))^2/($N926+0.8*(1000/'Scenario Setup'!$E$159-10)))","v":{"$error":"#DIV/0!"}},{"$error":"#DIV/0!"},{"$error":"#DIV/0!"},{"$error":"#DIV/0!"},{"$error":"#DIV/0!"}]
[null,null,null,null,null,null,null,null,null,null,null,null,null,0.36,0.46202841744243017,943,{"$f":"IF($N927<0.2*(1000/'Scenario Setup'!$E$159-10),0,($N927-0.2*(1000/'Scenario Setup'!$E$159-10))^2/($N927+0.8*(1000/'Scenario Setup'!$E$159-10)))","v":{"$error":"#DIV/0!"}},{"$error":"#DIV/0!"},{"$error":"#DIV/0!"},{"$error":"#DIV/0!"},{"$error":"#DIV/0!"}]
[null,null,null,null,null,null,null,null,null,null,null,null,null,0.36,0.46251837334639884,944,{"$f":"IF($N928<0.2*(1000/'Scenario Setup'!$E$159-10),0,($N928-0.2*(1000/'Scenario Setup'!$E$159-10))^2/($N928+0.8*(1000/'Scenario Setup'!$E$159-10)))","v":{"$error":"#DIV/0!"}},{"$error":"#DIV/0!"},{"$error":"#DIV/0!"},{"$error":"#DIV/0!"},{"$error":"#DIV/0!"}]
[null,null,null,null,null,null,null,null,null,null,null,null,null,0.36,0.46300832925036745,945,{"$f":"IF($N929<0.2*(1000/'Scenario Setup'!$E$159-10),0,($N929-0.2*(1000/'Scenario Setup'!$E$159-10))^2/($N929+0.8*(1000/'Scenario Setup'!$E$159-10)))","v":{"$error":"#DIV/0!"}},{"$error":"#DIV/0!"},{"$error":"#DIV/0!"},{"$error":"#DIV/0!"},{"$error":"#DIV/0!"}]
[null,null,null,null,null,null,null,null,null,null,null,null,null,0.36,0.46349828515433611,946,{"$f":"IF($N930<0.2*(1000/'Scenario Setup'!$E$159-10),0,($N930-0.2*(1000/'Scenario Setup'!$E$159-10))^2/($N930+0.8*(1000/'Scenario Setup'!$E$159-10)))","v":{"$error":"#DIV/0!"}},{"$error":"#DIV/0!"},{"$error":"#DIV/0!"},{"$error":"#DIV/0!"},{"$error":"#DIV/0!"}]
[null,null,null,null,null,null,null,null,null,null,null,null,null,0.37,0.46398824105830477,947,{"$f":"IF($N931<0.2*(1000/'Scenario Setup'!$E$159-10),0,($N931-0.2*(1000/'Scenario Setup'!$E$159-10))^2/($N931+0.8*(1000/'Scenario Setup'!$E$159-10)))","v":{"$error":"#DIV/0!"}},{"$error":"#DIV/0!"},{"$error":"#DIV/0!"},{"$error":"#DIV/0!"},{"$error":"#DIV/0!"}]
[null,null,null,null,null,null,null,null,null,null,null,null,null,0.37,0.46447819696227338,948,{"$f":"IF($N932<0.2*(1000/'Scenario Setup'!$E$159-10),0,($N932-0.2*(1000/'Scenario Setup'!$E$159-10))^2/($N932+0.8*(1000/'Scenario Setup'!$E$159-10)))","v":{"$error":"#DIV/0!"}},{"$error":"#DIV/0!"},{"$error":"#DIV/0!"},{"$error":"#DIV/0!"},{"$error":"#DIV/0!"}]
[null,null,null,null,null,null,null,null,null,null,null,null,null,0.37,0.46496815286624205,949,{"$f":"IF($N933<0.2*(1000/'Scenario Setup'!$E$159-10),0,($N933-0.2*(1000/'Scenario Setup'!$E$159-10))^2/($N933+0.8*(1000/'Scenario Setup'!$E$159-10)))","v":{"$error":"#DIV/0!"}},{"$error":"#DIV/0!"},{"$error":"#DIV/0!"},{"$error":"#DIV/0!"},{"$error":"#DIV/0!"}]
[null,null,null,null,null,null,null,null,null,null,null,null,null,0.37,0.46545810877021065,950,{"$f":"IF($N934<0.2*(1000/'Scenario Setup'!$E$159-10),0,($N934-0.2*(1000/'Scenario Setup'!$E$159-10))^2/($N934+0.8*(1000/'Scenario Setup'!$E$159-10)))","v":{"$error":"#DIV/0!"}},{"$error":"#DIV/0!"},{"$error":"#DIV/0!"},{"$error":"#DIV/0!"},{"$error":"#DIV/0!"}]
[null,null,null,null,null,null,null,null,null,null,null,null,null,0.37,0.46594806467417932,951,{"$f":"IF($N935<0.2*(1000/'Scenario Setup'!$E$159-10),0,($N935-0.2*(1000/'Scenario Setup'!$E$159-10))^2/($N935+0.8*(1000/'Scenario Setup'!$E$159-10)))","v":{"$error":"#DIV/0!"}},{"$error":"#DIV/0!"},{"$error":"#DIV/0!"},{"$error":"#DIV/0!"},{"$error":"#DIV/0!"}]
[null,null,null,null,null,null,null,null,null,null,null,null,null,0.37,0.46643802057814798,952,{"$f":"IF($N936<0.2*(1000/'Scenario Setup'!$E$159-10),0,($N936-0.2*(1000/'Scenario Setup'!$E$159-10))^2/($N936+0.8*(1000/'Scenario Setup'!$E$159-10)))","v":{"$error":"#DIV/0!"}},{"$error":"#DIV/0!"},{"$error":"#DIV/0!"},{"$error":"#DIV/0!"},{"$error":"#DIV/0!"}]
[null,null,null,null,null,null,null,null,null,null,null,null,null,0.37,0.46692797648211659,953,{"$f":"IF($N937<0.2*(1000/'Scenario Setup'!$E$159-10),0,($N937-0.2*(1000/'Scenario Setup'!$E$159-10))^2/($N937+0.8*(1000/'Scenario Setup'!$E$159-10)))","v":{"$error":"#DIV/0!"}},{"$error":"#DIV/0!"},{"$error":"#DIV/0!"},{"$error":"#DIV/0!"},{"$error":"#DIV/0!"}]
[null,null,null,null,null,null,null,null,null,null,null,null,null,0.37,0.46741793238608526,954,{"$f":"IF($N938<0.2*(1000/'Scenario Setup'!$E$159-10),0,($N938-0.2*(1000/'Scenario Setup'!$E$159-10))^2/($N938+0.8*(1000/'Scenario Setup'!$E$159-10)))","v":{"$error":"#DIV/0!"}},{"$error":"#DIV/0!"},{"$error":"#DIV/0!"},{"$error":"#DIV/0!"},{"$error":"#DIV/0!"}]
[null,null,null,null,null,null,null,null,null,null,null,null,null,0.37,0.46790788829005392,955,{"$f":"IF($N939<0.2*(1000/'Scenario Setup'!$E$159-10),0,($N939-0.2*(1000/'Scenario Setup'!$E$159-10))^2/($N939+0.8*(1000/'Scenario Setup'!$E$159-10)))","v":{"$error":"#DIV/0!"}},{"$error":"#DIV/0!"},{"$error":"#DIV/0!"},{"$error":"#DIV/0!"},{"$error":"#DIV/0!"}]
[null,null,null,null,null,null,null,null,null,null,null,null,null,0.37,0.46839784419402253,956,{"$f":"IF($N940<0.2*(1000/'Scenario Setup'!$E$159-10),0,($N940-0.2*(1000/'Scenario Setup'!$E$159-10))^2/($N940+0.8*(1000/'Scenario Setup'!$E$159-10)))","v":{"$error":"#DIV/0!"}},{"$error":"#DIV/0!"},{"$error":"#DIV/0!"},{"$error":"#DIV/0!"},{"$error":"#DIV/0!"}]
[null,null,null,null,null,null,null,null,null,null,null,null,null,0.37,0.46888780009799119,957,{"$f":"IF($N941<0.2*(1000/'Scenario Setup'!$E$159-10),0,($N941-0.2*(1000/'Scenario Setup'!$E$159-10))^2/($N941+0.8*(1000/'Scenario Setup'!$E$159-10)))","v":{"$error":"#DIV/0!"}},{"$error":"#DIV/0!"},{"$error":"#DIV/0!"},{"$error":"#DIV/0!"},{"$error":"#DIV/0!"}]
[null,null,null,null,null,null,null,null,null,null,null,null,null,0.37,0.4693777560019598,958,{"$f":"IF($N942<0.2*(1000/'Scenario Setup'!$E$159-10),0,($N942-0.2*(1000/'Scenario Setup'!$E$159-10))^2/($N942+0.8*(1000/'Scenario Setup'!$E$159-10)))","v":{"$error":"#DIV/0!"}},{"$error":"#DIV/0!"},{"$error":"#DIV/0!"},{"$error":"#DIV/0!"},{"$error":"#DIV/0!"}]
[null,null,null,null,null,null,null,null,null,null,null,null,null,0.37,0.46986771190592846,959,{"$f":"IF($N943<0.2*(1000/'Scenario Setup'!$E$159-10),0,($N943-0.2*(1000/'Scenario Setup'!$E$159-10))^2/($N943+0.8*(1000/'Scenario Setup'!$E$159-10)))","v":{"$error":"#DIV/0!"}},{"$error":"#DIV/0!"},{"$error":"#DIV/0!"},{"$error":"#DIV/0!"},{"$error":"#DIV/0!"}]
[null,null,null,null,null,null,null,null,null,null,null,null,null,0.37,0.47035766780989713,960,{"$f":"IF($N944<0.2*(1000/'Scenario Setup'!$E$159-10),0,($N944-0.2*(1000/'Scenario Setup'!$E$159-10))^2/($N944+0.8*(1000/'Scenario Setup'!$E$159-10)))","v":{"$error":"#DIV/0!"}},{"$error":"#DIV/0!"},{"$error":"#DIV/0!"},{"$error":"#DIV/0!"},{"$error":"#DIV/0!"}]
[null,null,null,null,null,null,null,null,null,null,null,null,null,0.37,0.47084762371386574,961,{"$f":"IF($N945<0.2*(1000/'Scenario Setup'!$E$159-10),0,($N945-0.2*(1000/'Scenario Setup'!$E$159-10))^2/($N945+0.8*(1000/'Scenario Setup'!$E$159-10)))","v":{"$error":"#DIV/0!"}},{"$error":"#DIV/0!"},{"$error":"#DIV/0!"},{"$error":"#DIV/0!"},{"$error":"#DIV/0!"}]
[null,null,null,null,null,null,null,null,null,null,null,null,null,0.37,0.4713375796178344,962,{"$f":"IF($N946<0.2*(1000/'Scenario Setup'!$E$159-10),0,($N946-0.2*(1000/'Scenario Setup'!$E$159-10))^2/($N946+0.8*(1000/'Scenario Setup'!$E$159-10)))","v":{"$error":"#DIV/0!"}},{"$error":"#DIV/0!"},{"$error":"#DIV/0!"},{"$error":"#DIV/0!"},{"$error":"#DIV/0!"}]
[null,null,null,null,null,null,null,null,null,null,null,null,null,0.37,0.47182753552180307,963,{"$f":"IF($N947<0.2*(1000/'Scenario Setup'!$E$159-10),0,($N947-0.2*(1000/'Scenario Setup'!$E$159-10))^2/($N947+0.8*(1000/'Scenario Setup'!$E$159-10)))","v":{"$error":"#DIV/0!"}},{"$error":"#DIV/0!"},{"$error":"#DIV/0!"},{"$error":"#DIV/0!"},{"$error":"#DIV/0!"}]
[null,null,null,null,null,null,null,null,null,null,null,null,null,0.37,0.47231749142577167,964,{"$f":"IF($N948<0.2*(1000/'Scenario Setup'!$E$159-10),0,($N948-0.2*(1000/'Scenario Setup'!$E$159-10))^2/($N948+0.8*(1000/'Scenario Setup'!$E$159-10)))","v":{"$error":"#DIV/0!"}},{"$error":"#DIV/0!"},{"$error":"#DIV/0!"},{"$error":"#DIV/0!"},{"$error":"#DIV/0!"}]
[null,null,null,null,null,null,null,null,null,null,null,null,null,0.37,0.47280744732974034,965,{"$f":"IF($N949<0.2*(1000/'Scenario Setup'!$E$159-10),0,($N949-0.2*(1000/'Scenario Setup'!$E$159-10))^2/($N949+0.8*(1000/'Scenario Setup'!$E$159-10)))","v":{"$error":"#DIV/0!"}},{"$error":"#DIV/0!"},{"$error":"#DIV/0!"},{"$error":"#DIV/0!"},{"$error":"#DIV/0!"}]
[null,null,null,null,null,null,null,null,null,null,null,null,null,0.37,0.47329740323370895,966,{"$f":"IF($N950<0.2*(1000/'Scenario Setup'!$E$159-10),0,($N950-0.2*(1000/'Scenario Setup'!$E$159-10))^2/($N950+0.8*(1000/'Scenario Setup'!$E$159-10)))","v":{"$error":"#DIV/0!"}},{"$error":"#DIV/0!"},{"$error":"#DIV/0!"},{"$error":"#DIV/0!"},{"$error":"#DIV/0!"}]
[null,null,null,null,null,null,null,null,null,null,null,null,null,0.37,0.47378735913767761,967,{"$f":"IF($N951<0.2*(1000/'Scenario Setup'!$E$159-10),0,($N951-0.2*(1000/'Scenario Setup'!$E$159-10))^2/($N951+0.8*(1000/'Scenario Setup'!$E$159-10)))","v":{"$error":"#DIV/0!"}},{"$error":"#DIV/0!"},{"$error":"#DIV/0!"},{"$error":"#DIV/0!"},{"$error":"#DIV/0!"}]
[null,null,null,null,null,null,null,null,null,null,null,null,null,0.37,0.47427731504164627,968,{"$f":"IF($N952<0.2*(1000/'Scenario Setup'!$E$159-10),0,($N952-0.2*(1000/'Scenario Setup'!$E$159-10))^2/($N952+0.8*(1000/'Scenario Setup'!$E$159-10)))","v":{"$error":"#DIV/0!"}},{"$error":"#DIV/0!"},{"$error":"#DIV/0!"},{"$error":"#DIV/0!"},{"$error":"#DIV/0!"}]
[null,null,null,null,null,null,null,null,null,null,null,null,null,0.37,0.47476727094561488,969,{"$f":"IF($N953<0.2*(1000/'Scenario Setup'!$E$159-10),0,($N953-0.2*(1000/'Scenario Setup'!$E$159-10))^2/($N953+0.8*(1000/'Scenario Setup'!$E$159-10)))","v":{"$error":"#DIV/0!"}},{"$error":"#DIV/0!"},{"$error":"#DIV/0!"},{"$error":"#DIV/0!"},{"$error":"#DIV/0!"}]
[null,null,null,null,null,null,null,null,null,null,null,null,null,0.37,0.47525722684958355,970,{"$f":"IF($N954<0.2*(1000/'Scenario Setup'!$E$159-10),0,($N954-0.2*(1000/'Scenario Setup'!$E$159-10))^2/($N954+0.8*(1000/'Scenario Setup'!$E$159-10)))","v":{"$error":"#DIV/0!"}},{"$error":"#DIV/0!"},{"$error":"#DIV/0!"},{"$error":"#DIV/0!"},{"$error":"#DIV/0!"}]
[null,null,null,null,null,null,null,null,null,null,null,null,null,0.37,0.47574718275355216,971,{"$f":"IF($N955<0.2*(1000/'Scenario Setup'!$E$159-10),0,($N955-0.2*(1000/'Scenario Setup'!$E$159-10))^2/($N955+0.8*(1000/'Scenario Setup'!$E$159-10)))","v":{"$error":"#DIV/0!"}},{"$error":"#DIV/0!"},{"$error":"#DIV/0!"},{"$error":"#DIV/0!"},{"$error":"#DIV/0!"}]
[null,null,null,null,null,null,null,null,null,null,null,null,null,0.38,0.47623713865752082,972,{"$f":"IF($N956<0.2*(1000/'Scenario Setup'!$E$159-10),0,($N956-0.2*(1000/'Scenario Setup'!$E$159-10))^2/($N956+0.8*(1000/'Scenario Setup'!$E$159-10)))","v":{"$error":"#DIV/0!"}},{"$error":"#DIV/0!"},{"$error":"#DIV/0!"},{"$error":"#DIV/0!"},{"$error":"#DIV/0!"}]
[null,null,null,null,null,null,null,null,null,null,null,null,null,0.38,0.47672709456148948,973,{"$f":"IF($N957<0.2*(1000/'Scenario Setup'!$E$159-10),0,($N957-0.2*(1000/'Scenario Setup'!$E$159-10))^2/($N957+0.8*(1000/'Scenario Setup'!$E$159-10)))","v":{"$error":"#DIV/0!"}},{"$error":"#DIV/0!"},{"$error":"#DIV/0!"},{"$error":"#DIV/0!"},{"$error":"#DIV/0!"}]
[null,null,null,null,null,null,null,null,null,null,null,null,null,0.38,0.47721705046545809,974,{"$f":"IF($N958<0.2*(1000/'Scenario Setup'!$E$159-10),0,($N958-0.2*(1000/'Scenario Setup'!$E$159-10))^2/($N958+0.8*(1000/'Scenario Setup'!$E$159-10)))","v":{"$error":"#DIV/0!"}},{"$error":"#DIV/0!"},{"$error":"#DIV/0!"},{"$error":"#DIV/0!"},{"$error":"#DIV/0!"}]
[null,null,null,null,null,null,null,null,null,null,null,null,null,0.38,0.47770700636942676,975,{"$f":"IF($N959<0.2*(1000/'Scenario Setup'!$E$159-10),0,($N959-0.2*(1000/'Scenario Setup'!$E$159-10))^2/($N959+0.8*(1000/'Scenario Setup'!$E$159-10)))","v":{"$error":"#DIV/0!"}},{"$error":"#DIV/0!"},{"$error":"#DIV/0!"},{"$error":"#DIV/0!"},{"$error":"#DIV/0!"}]
[null,null,null,null,null,null,null,null,null,null,null,null,null,0.38,0.47819696227339542,976,{"$f":"IF($N960<0.2*(1000/'Scenario Setup'!$E$159-10),0,($N960-0.2*(1000/'Scenario Setup'!$E$159-10))^2/($N960+0.8*(1000/'Scenario Setup'!$E$159-10)))","v":{"$error":"#DIV/0!"}},{"$error":"#DIV/0!"},{"$error":"#DIV/0!"},{"$error":"#DIV/0!"},{"$error":"#DIV/0!"}]
[null,null,null,null,null,null,null,null,null,null,null,null,null,0.38,0.47868691817736403,977,{"$f":"IF($N961<0.2*(1000/'Scenario Setup'!$E$159-10),0,($N961-0.2*(1000/'Scenario Setup'!$E$159-10))^2/($N961+0.8*(1000/'Scenario Setup'!$E$159-10)))","v":{"$error":"#DIV/0!"}},{"$error":"#DIV/0!"},{"$error":"#DIV/0!"},{"$error":"#DIV/0!"},{"$error":"#DIV/0!"}]
[null,null,null,null,null,null,null,null,null,null,null,null,null,0.38,0.47917687408133269,978,{"$f":"IF($N962<0.2*(1000/'Scenario Setup'!$E$159-10),0,($N962-0.2*(1000/'Scenario Setup'!$E$159-10))^2/($N962+0.8*(1000/'Scenario Setup'!$E$159-10)))","v":{"$error":"#DIV/0!"}},{"$error":"#DIV/0!"},{"$error":"#DIV/0!"},{"$error":"#DIV/0!"},{"$error":"#DIV/0!"}]
[null,null,null,null,null,null,null,null,null,null,null,null,null,0.38,0.4796668299853013,979,{"$f":"IF($N963<0.2*(1000/'Scenario Setup'!$E$159-10),0,($N963-0.2*(1000/'Scenario Setup'!$E$159-10))^2/($N963+0.8*(1000/'Scenario Setup'!$E$159-10)))","v":{"$error":"#DIV/0!"}},{"$error":"#DIV/0!"},{"$error":"#DIV/0!"},{"$error":"#DIV/0!"},{"$error":"#DIV/0!"}]
[null,null,null,null,null,null,null,null,null,null,null,null,null,0.38,0.48015678588926997,980,{"$f":"IF($N964<0.2*(1000/'Scenario Setup'!$E$159-10),0,($N964-0.2*(1000/'Scenario Setup'!$E$159-10))^2/($N964+0.8*(1000/'Scenario Setup'!$E$159-10)))","v":{"$error":"#DIV/0!"}},{"$f":"Q964/SUM(Q$4:Q$2025)","v":{"$error":"#DIV/0!"}},{"$error":"#DIV/0!"},{"$error":"#DIV/0!"},{"$error":"#DIV/0!"}]
[null,null,null,null,null,null,null,null,null,null,null,null,null,0.38,{"$f":"P965/2041","v":0.48064674179323863},981,{"$f":"IF($N965<0.2*(1000/'Scenario Setup'!$E$159-10),0,($N965-0.2*(1000/'Scenario Setup'!$E$159-10))^2/($N965+0.8*(1000/'Scenario Setup'!$E$159-10)))","v":{"$error":"#DIV/0!"}},{"$error":"#DIV/0!"},{"$f":"IF(Q965>0,_xlfn.RANK.EQ(Q965,$Q$4:$Q$2025,1),\"\")","v":{"$error":"#DIV/0!"}},{"$f":"IF(S965=\"\",0,_xlfn.RANK.EQ(S965,$S$4:$S$2025,1))","v":{"$error":"#DIV/0!"}},{"$f":"ROUND(T965/COUNTIFS($Q$4:$Q$2025,\">0\"),2)","v":{"$error":"#DIV/0!"}}]
[null,null,null,null,null,null,null,null,null,null,null,null,null,0.38,0.48113669769720724,982,{"$f":"IF($N966<0.2*(1000/'Scenario Setup'!$E$159-10),0,($N966-0.2*(1000/'Scenario Setup'!$E$159-10))^2/($N966+0.8*(1000/'Scenario Setup'!$E$159-10)))","v":{"$error":"#DIV/0!"}},{"$error":"#DIV/0!"},{"$error":"#DIV/0!"},{"$error":"#DIV/0!"},{"$error":"#DIV/0!"}]
[null,null,null,null,null,null,null,null,null,null,null,null,null,0.38,0.4816266536011759,983,{"$f":"IF($N967<0.2*(1000/'Scenario Setup'!$E$159-10),0,($N967-0.2*(1000/'Scenario Setup'!$E$159-10))^2/($N967+0.8*(1000/'Scenario Setup'!$E$159-10)))","v":{"$error":"#DIV/0!"}},{"$error":"#DIV/0!"},{"$error":"#DIV/0!"},{"$error":"#DIV/0!"},{"$error":"#DIV/0!"}]
[null,null,null,null,null,null,null,null,null,null,null,null,null,0.38,0.48211660950514451,984,{"$f":"IF($N968<0.2*(1000/'Scenario Setup'!$E$159-10),0,($N968-0.2*(1000/'Scenario Setup'!$E$159-10))^2/($N968+0.8*(1000/'Scenario Setup'!$E$159-10)))","v":{"$error":"#DIV/0!"}},{"$error":"#DIV/0!"},{"$error":"#DIV/0!"},{"$error":"#DIV/0!"},{"$error":"#DIV/0!"}]
[null,null,null,null,null,null,null,null,null,null,null,null,null,0.38,0.48260656540911318,985,{"$f":"IF($N969<0.2*(1000/'Scenario Setup'!$E$159-10),0,($N969-0.2*(1000/'Scenario Setup'!$E$159-10))^2/($N969+0.8*(1000/'Scenario Setup'!$E$159-10)))","v":{"$error":"#DIV/0!"}},{"$error":"#DIV/0!"},{"$error":"#DIV/0!"},{"$error":"#DIV/0!"},{"$error":"#DIV/0!"}]
[null,null,null,null,null,null,null,null,null,null,null,null,null,0.38,0.48309652131308184,986,{"$f":"IF($N970<0.2*(1000/'Scenario Setup'!$E$159-10),0,($N970-0.2*(1000/'Scenario Setup'!$E$159-10))^2/($N970+0.8*(1000/'Scenario Setup'!$E$159-10)))","v":{"$error":"#DIV/0!"}},{"$error":"#DIV/0!"},{"$error":"#DIV/0!"},{"$error":"#DIV/0!"},{"$error":"#DIV/0!"}]
[null,null,null,null,null,null,null,null,null,null,null,null,null,0.38,0.48358647721705045,987,{"$f":"IF($N971<0.2*(1000/'Scenario Setup'!$E$159-10),0,($N971-0.2*(1000/'Scenario Setup'!$E$159-10))^2/($N971+0.8*(1000/'Scenario Setup'!$E$159-10)))","v":{"$error":"#DIV/0!"}},{"$error":"#DIV/0!"},{"$error":"#DIV/0!"},{"$error":"#DIV/0!"},{"$error":"#DIV/0!"}]
[null,null,null,null,null,null,null,null,null,null,null,null,null,0.38,0.48407643312101911,988,{"$f":"IF($N972<0.2*(1000/'Scenario Setup'!$E$159-10),0,($N972-0.2*(1000/'Scenario Setup'!$E$159-10))^2/($N972+0.8*(1000/'Scenario Setup'!$E$159-10)))","v":{"$error":"#DIV/0!"}},{"$error":"#DIV/0!"},{"$error":"#DIV/0!"},{"$error":"#DIV/0!"},{"$error":"#DIV/0!"}]
[null,null,null,null,null,null,null,null,null,null,null,null,null,0.38,0.48456638902498778,989,{"$f":"IF($N973<0.2*(1000/'Scenario Setup'!$E$159-10),0,($N973-0.2*(1000/'Scenario Setup'!$E$159-10))^2/($N973+0.8*(1000/'Scenario Setup'!$E$159-10)))","v":{"$error":"#DIV/0!"}},{"$error":"#DIV/0!"},{"$error":"#DIV/0!"},{"$error":"#DIV/0!"},{"$error":"#DIV/0!"}]
[null,null,null,null,null,null,null,null,null,null,null,null,null,0.38,0.48505634492895638,990,{"$f":"IF($N974<0.2*(1000/'Scenario Setup'!$E$159-10),0,($N974-0.2*(1000/'Scenario Setup'!$E$159-10))^2/($N974+0.8*(1000/'Scenario Setup'!$E$159-10)))","v":{"$error":"#DIV/0!"}},{"$error":"#DIV/0!"},{"$error":"#DIV/0!"},{"$error":"#DIV/0!"},{"$error":"#DIV/0!"}]
[null,null,null,null,null,null,null,null,null,null,null,null,null,0.38,0.48554630083292505,991,{"$f":"IF($N975<0.2*(1000/'Scenario Setup'!$E$159-10),0,($N975-0.2*(1000/'Scenario Setup'!$E$159-10))^2/($N975+0.8*(1000/'Scenario Setup'!$E$159-10)))","v":{"$error":"#DIV/0!"}},{"$error":"#DIV/0!"},{"$error":"#DIV/0!"},{"$error":"#DIV/0!"},{"$error":"#DIV/0!"}]
[null,null,null,null,null,null,null,null,null,null,null,null,null,0.38,0.48603625673689366,992,{"$f":"IF($N976<0.2*(1000/'Scenario Setup'!$E$159-10),0,($N976-0.2*(1000/'Scenario Setup'!$E$159-10))^2/($N976+0.8*(1000/'Scenario Setup'!$E$159-10)))","v":{"$error":"#DIV/0!"}},{"$error":"#DIV/0!"},{"$error":"#DIV/0!"},{"$error":"#DIV/0!"},{"$error":"#DIV/0!"}]
[null,null,null,null,null,null,null,null,null,null,null,null,null,0.38,0.48652621264086232,993,{"$f":"IF($N977<0.2*(1000/'Scenario Setup'!$E$159-10),0,($N977-0.2*(1000/'Scenario Setup'!$E$159-10))^2/($N977+0.8*(1000/'Scenario Setup'!$E$159-10)))","v":{"$error":"#DIV/0!"}},{"$error":"#DIV/0!"},{"$error":"#DIV/0!"},{"$error":"#DIV/0!"},{"$error":"#DIV/0!"}]
[null,null,null,null,null,null,null,null,null,null,null,null,null,0.38,0.48701616854483099,994,{"$f":"IF($N978<0.2*(1000/'Scenario Setup'!$E$159-10),0,($N978-0.2*(1000/'Scenario Setup'!$E$159-10))^2/($N978+0.8*(1000/'Scenario Setup'!$E$159-10)))","v":{"$error":"#DIV/0!"}},{"$error":"#DIV/0!"},{"$error":"#DIV/0!"},{"$error":"#DIV/0!"},{"$error":"#DIV/0!"}]
[null,null,null,null,null,null,null,null,null,null,null,null,null,0.39,0.48750612444879959,995,{"$f":"IF($N979<0.2*(1000/'Scenario Setup'!$E$159-10),0,($N979-0.2*(1000/'Scenario Setup'!$E$159-10))^2/($N979+0.8*(1000/'Scenario Setup'!$E$159-10)))","v":{"$error":"#DIV/0!"}},{"$error":"#DIV/0!"},{"$error":"#DIV/0!"},{"$error":"#DIV/0!"},{"$error":"#DIV/0!"}]
[null,null,null,null,null,null,null,null,null,null,null,null,null,0.39,0.48799608035276826,996,{"$f":"IF($N980<0.2*(1000/'Scenario Setup'!$E$159-10),0,($N980-0.2*(1000/'Scenario Setup'!$E$159-10))^2/($N980+0.8*(1000/'Scenario Setup'!$E$159-10)))","v":{"$error":"#DIV/0!"}},{"$error":"#DIV/0!"},{"$error":"#DIV/0!"},{"$error":"#DIV/0!"},{"$error":"#DIV/0!"}]
[null,null,null,null,null,null,null,null,null,null,null,null,null,0.39,0.48848603625673687,997,{"$f":"IF($N981<0.2*(1000/'Scenario Setup'!$E$159-10),0,($N981-0.2*(1000/'Scenario Setup'!$E$159-10))^2/($N981+0.8*(1000/'Scenario Setup'!$E$159-10)))","v":{"$error":"#DIV/0!"}},{"$error":"#DIV/0!"},{"$error":"#DIV/0!"},{"$error":"#DIV/0!"},{"$error":"#DIV/0!"}]
[null,null,null,null,null,null,null,null,null,null,null,null,null,0.39,0.48897599216070553,998,{"$f":"IF($N982<0.2*(1000/'Scenario Setup'!$E$159-10),0,($N982-0.2*(1000/'Scenario Setup'!$E$159-10))^2/($N982+0.8*(1000/'Scenario Setup'!$E$159-10)))","v":{"$error":"#DIV/0!"}},{"$error":"#DIV/0!"},{"$error":"#DIV/0!"},{"$error":"#DIV/0!"},{"$error":"#DIV/0!"}]
[null,null,null,null,null,null,null,null,null,null,null,null,null,0.39,0.48946594806467419,999,{"$f":"IF($N983<0.2*(1000/'Scenario Setup'!$E$159-10),0,($N983-0.2*(1000/'Scenario Setup'!$E$159-10))^2/($N983+0.8*(1000/'Scenario Setup'!$E$159-10)))","v":{"$error":"#DIV/0!"}},{"$error":"#DIV/0!"},{"$error":"#DIV/0!"},{"$error":"#DIV/0!"},{"$error":"#DIV/0!"}]
[null,null,null,null,null,null,null,null,null,null,null,null,null,0.39,0.4899559039686428,1000,{"$f":"IF($N984<0.2*(1000/'Scenario Setup'!$E$159-10),0,($N984-0.2*(1000/'Scenario Setup'!$E$159-10))^2/($N984+0.8*(1000/'Scenario Setup'!$E$159-10)))","v":{"$error":"#DIV/0!"}},{"$error":"#DIV/0!"},{"$error":"#DIV/0!"},{"$error":"#DIV/0!"},{"$error":"#DIV/0!"}]
[null,null,null,null,null,null,null,null,null,null,null,null,null,0.39,0.49044585987261147,1001,{"$f":"IF($N985<0.2*(1000/'Scenario Setup'!$E$159-10),0,($N985-0.2*(1000/'Scenario Setup'!$E$159-10))^2/($N985+0.8*(1000/'Scenario Setup'!$E$159-10)))","v":{"$error":"#DIV/0!"}},{"$error":"#DIV/0!"},{"$error":"#DIV/0!"},{"$error":"#DIV/0!"},{"$error":"#DIV/0!"}]
[null,null,null,null,null,null,null,null,null,null,null,null,null,0.39,0.49093581577658013,1002,{"$f":"IF($N986<0.2*(1000/'Scenario Setup'!$E$159-10),0,($N986-0.2*(1000/'Scenario Setup'!$E$159-10))^2/($N986+0.8*(1000/'Scenario Setup'!$E$159-10)))","v":{"$error":"#DIV/0!"}},{"$error":"#DIV/0!"},{"$error":"#DIV/0!"},{"$error":"#DIV/0!"},{"$error":"#DIV/0!"}]
[null,null,null,null,null,null,null,null,null,null,null,null,null,0.39,0.49142577168054874,1003,{"$f":"IF($N987<0.2*(1000/'Scenario Setup'!$E$159-10),0,($N987-0.2*(1000/'Scenario Setup'!$E$159-10))^2/($N987+0.8*(1000/'Scenario Setup'!$E$159-10)))","v":{"$error":"#DIV/0!"}},{"$error":"#DIV/0!"},{"$error":"#DIV/0!"},{"$error":"#DIV/0!"},{"$error":"#DIV/0!"}]
[null,null,null,null,null,null,null,null,null,null,null,null,null,0.39,0.4919157275845174,1004,{"$f":"IF($N988<0.2*(1000/'Scenario Setup'!$E$159-10),0,($N988-0.2*(1000/'Scenario Setup'!$E$159-10))^2/($N988+0.8*(1000/'Scenario Setup'!$E$159-10)))","v":{"$error":"#DIV/0!"}},{"$error":"#DIV/0!"},{"$error":"#DIV/0!"},{"$error":"#DIV/0!"},{"$error":"#DIV/0!"}]
[null,null,null,null,null,null,null,null,null,null,null,null,null,0.39,0.49240568348848601,1005,{"$f":"IF($N989<0.2*(1000/'Scenario Setup'!$E$159-10),0,($N989-0.2*(1000/'Scenario Setup'!$E$159-10))^2/($N989+0.8*(1000/'Scenario Setup'!$E$159-10)))","v":{"$error":"#DIV/0!"}},{"$error":"#DIV/0!"},{"$error":"#DIV/0!"},{"$error":"#DIV/0!"},{"$error":"#DIV/0!"}]
[null,null,null,null,null,null,null,null,null,null,null,null,null,0.39,0.49289563939245468,1006,{"$f":"IF($N990<0.2*(1000/'Scenario Setup'!$E$159-10),0,($N990-0.2*(1000/'Scenario Setup'!$E$159-10))^2/($N990+0.8*(1000/'Scenario Setup'!$E$159-10)))","v":{"$error":"#DIV/0!"}},{"$error":"#DIV/0!"},{"$error":"#DIV/0!"},{"$error":"#DIV/0!"},{"$error":"#DIV/0!"}]
[null,null,null,null,null,null,null,null,null,null,null,null,null,0.39,0.49338559529642334,1007,{"$f":"IF($N991<0.2*(1000/'Scenario Setup'!$E$159-10),0,($N991-0.2*(1000/'Scenario Setup'!$E$159-10))^2/($N991+0.8*(1000/'Scenario Setup'!$E$159-10)))","v":{"$error":"#DIV/0!"}},{"$error":"#DIV/0!"},{"$error":"#DIV/0!"},{"$error":"#DIV/0!"},{"$error":"#DIV/0!"}]
[null,null,null,null,null,null,null,null,null,null,null,null,null,0.39,0.49387555120039195,1008,{"$f":"IF($N992<0.2*(1000/'Scenario Setup'!$E$159-10),0,($N992-0.2*(1000/'Scenario Setup'!$E$159-10))^2/($N992+0.8*(1000/'Scenario Setup'!$E$159-10)))","v":{"$error":"#DIV/0!"}},{"$error":"#DIV/0!"},{"$error":"#DIV/0!"},{"$error":"#DIV/0!"},{"$error":"#DIV/0!"}]
[null,null,null,null,null,null,null,null,null,null,null,null,null,0.39,0.49436550710436061,1009,{"$f":"IF($N993<0.2*(1000/'Scenario Setup'!$E$159-10),0,($N993-0.2*(1000/'Scenario Setup'!$E$159-10))^2/($N993+0.8*(1000/'Scenario Setup'!$E$159-10)))","v":{"$error":"#DIV/0!"}},{"$error":"#DIV/0!"},{"$error":"#DIV/0!"},{"$error":"#DIV/0!"},{"$error":"#DIV/0!"}]
[null,null,null,null,null,null,null,null,null,null,null,null,null,0.39,0.49485546300832928,1010,{"$f":"IF($N994<0.2*(1000/'Scenario Setup'!$E$159-10),0,($N994-0.2*(1000/'Scenario Setup'!$E$159-10))^2/($N994+0.8*(1000/'Scenario Setup'!$E$159-10)))","v":{"$error":"#DIV/0!"}},{"$error":"#DIV/0!"},{"$error":"#DIV/0!"},{"$error":"#DIV/0!"},{"$error":"#DIV/0!"}]
[null,null,null,null,null,null,null,null,null,null,null,null,null,0.39,0.49534541891229789,1011,{"$f":"IF($N995<0.2*(1000/'Scenario Setup'!$E$159-10),0,($N995-0.2*(1000/'Scenario Setup'!$E$159-10))^2/($N995+0.8*(1000/'Scenario Setup'!$E$159-10)))","v":{"$error":"#DIV/0!"}},{"$error":"#DIV/0!"},{"$error":"#DIV/0!"},{"$error":"#DIV/0!"},{"$error":"#DIV/0!"}]
[null,null,null,null,null,null,null,null,null,null,null,null,null,0.39,0.49583537481626655,1012,{"$f":"IF($N996<0.2*(1000/'Scenario Setup'!$E$159-10),0,($N996-0.2*(1000/'Scenario Setup'!$E$159-10))^2/($N996+0.8*(1000/'Scenario Setup'!$E$159-10)))","v":{"$error":"#DIV/0!"}},{"$error":"#DIV/0!"},{"$error":"#DIV/0!"},{"$error":"#DIV/0!"},{"$error":"#DIV/0!"}]
[null,null,null,null,null,null,null,null,null,null,null,null,null,0.39,0.49632533072023516,1013,{"$f":"IF($N997<0.2*(1000/'Scenario Setup'!$E$159-10),0,($N997-0.2*(1000/'Scenario Setup'!$E$159-10))^2/($N997+0.8*(1000/'Scenario Setup'!$E$159-10)))","v":{"$error":"#DIV/0!"}},{"$error":"#DIV/0!"},{"$error":"#DIV/0!"},{"$error":"#DIV/0!"},{"$error":"#DIV/0!"}]
[null,null,null,null,null,null,null,null,null,null,null,null,null,0.39,0.49681528662420382,1014,{"$f":"IF($N998<0.2*(1000/'Scenario Setup'!$E$159-10),0,($N998-0.2*(1000/'Scenario Setup'!$E$159-10))^2/($N998+0.8*(1000/'Scenario Setup'!$E$159-10)))","v":{"$error":"#DIV/0!"}},{"$error":"#DIV/0!"},{"$error":"#DIV/0!"},{"$error":"#DIV/0!"},{"$error":"#DIV/0!"}]
[null,null,null,null,null,null,null,null,null,null,null,null,null,0.39,0.49730524252817249,1015,{"$f":"IF($N999<0.2*(1000/'Scenario Setup'!$E$159-10),0,($N999-0.2*(1000/'Scenario Setup'!$E$159-10))^2/($N999+0.8*(1000/'Scenario Setup'!$E$159-10)))","v":{"$error":"#DIV/0!"}},{"$error":"#DIV/0!"},{"$error":"#DIV/0!"},{"$error":"#DIV/0!"},{"$error":"#DIV/0!"}]
[null,null,null,null,null,null,null,null,null,null,null,null,null,0.39,0.49779519843214109,1016,{"$f":"IF($N1000<0.2*(1000/'Scenario Setup'!$E$159-10),0,($N1000-0.2*(1000/'Scenario Setup'!$E$159-10))^2/($N1000+0.8*(1000/'Scenario Setup'!$E$159-10)))","v":{"$error":"#DIV/0!"}},{"$error":"#DIV/0!"},{"$error":"#DIV/0!"},{"$error":"#DIV/0!"},{"$error":"#DIV/0!"}]
[null,null,null,null,null,null,null,null,null,null,null,null,null,0.39,0.49828515433610976,1017,{"$f":"IF($N1001<0.2*(1000/'Scenario Setup'!$E$159-10),0,($N1001-0.2*(1000/'Scenario Setup'!$E$159-10))^2/($N1001+0.8*(1000/'Scenario Setup'!$E$159-10)))","v":{"$error":"#DIV/0!"}},{"$error":"#DIV/0!"},{"$error":"#DIV/0!"},{"$error":"#DIV/0!"},{"$error":"#DIV/0!"}]
[null,null,null,null,null,null,null,null,null,null,null,null,null,0.39,0.49877511024007837,1018,{"$f":"IF($N1002<0.2*(1000/'Scenario Setup'!$E$159-10),0,($N1002-0.2*(1000/'Scenario Setup'!$E$159-10))^2/($N1002+0.8*(1000/'Scenario Setup'!$E$159-10)))","v":{"$error":"#DIV/0!"}},{"$error":"#DIV/0!"},{"$error":"#DIV/0!"},{"$error":"#DIV/0!"},{"$error":"#DIV/0!"}]
[null,null,null,null,null,null,null,null,null,null,null,null,null,0.4,0.49926506614404703,1019,{"$f":"IF($N1003<0.2*(1000/'Scenario Setup'!$E$159-10),0,($N1003-0.2*(1000/'Scenario Setup'!$E$159-10))^2/($N1003+0.8*(1000/'Scenario Setup'!$E$159-10)))","v":{"$error":"#DIV/0!"}},{"$error":"#DIV/0!"},{"$error":"#DIV/0!"},{"$error":"#DIV/0!"},{"$error":"#DIV/0!"}]
[null,null,null,null,null,null,null,null,null,null,null,null,null,0.4,0.4997550220480157,1020,{"$f":"IF($N1004<0.2*(1000/'Scenario Setup'!$E$159-10),0,($N1004-0.2*(1000/'Scenario Setup'!$E$159-10))^2/($N1004+0.8*(1000/'Scenario Setup'!$E$159-10)))","v":{"$error":"#DIV/0!"}},{"$error":"#DIV/0!"},{"$error":"#DIV/0!"},{"$error":"#DIV/0!"},{"$error":"#DIV/0!"}]
[null,null,null,null,null,null,null,null,null,null,null,null,null,0.4,0.5002449779519843,1021,{"$f":"IF($N1005<0.2*(1000/'Scenario Setup'!$E$159-10),0,($N1005-0.2*(1000/'Scenario Setup'!$E$159-10))^2/($N1005+0.8*(1000/'Scenario Setup'!$E$159-10)))","v":{"$error":"#DIV/0!"}},{"$error":"#DIV/0!"},{"$error":"#DIV/0!"},{"$error":"#DIV/0!"},{"$error":"#DIV/0!"}]
[null,null,null,null,null,null,null,null,null,null,null,null,null,0.4,0.50073493385595291,1022,{"$f":"IF($N1006<0.2*(1000/'Scenario Setup'!$E$159-10),0,($N1006-0.2*(1000/'Scenario Setup'!$E$159-10))^2/($N1006+0.8*(1000/'Scenario Setup'!$E$159-10)))","v":{"$error":"#DIV/0!"}},{"$error":"#DIV/0!"},{"$error":"#DIV/0!"},{"$error":"#DIV/0!"},{"$error":"#DIV/0!"}]
[null,null,null,null,null,null,null,null,null,null,null,null,null,0.4,0.50122488975992163,1023,{"$f":"IF($N1007<0.2*(1000/'Scenario Setup'!$E$159-10),0,($N1007-0.2*(1000/'Scenario Setup'!$E$159-10))^2/($N1007+0.8*(1000/'Scenario Setup'!$E$159-10)))","v":{"$error":"#DIV/0!"}},{"$error":"#DIV/0!"},{"$error":"#DIV/0!"},{"$error":"#DIV/0!"},{"$error":"#DIV/0!"}]
[null,null,null,null,null,null,null,null,null,null,null,null,null,0.4,0.50171484566389024,1024,{"$f":"IF($N1008<0.2*(1000/'Scenario Setup'!$E$159-10),0,($N1008-0.2*(1000/'Scenario Setup'!$E$159-10))^2/($N1008+0.8*(1000/'Scenario Setup'!$E$159-10)))","v":{"$error":"#DIV/0!"}},{"$error":"#DIV/0!"},{"$error":"#DIV/0!"},{"$error":"#DIV/0!"},{"$error":"#DIV/0!"}]
[null,null,null,null,null,null,null,null,null,null,null,null,null,0.4,0.50220480156785885,1025,{"$f":"IF($N1009<0.2*(1000/'Scenario Setup'!$E$159-10),0,($N1009-0.2*(1000/'Scenario Setup'!$E$159-10))^2/($N1009+0.8*(1000/'Scenario Setup'!$E$159-10)))","v":{"$error":"#DIV/0!"}},{"$error":"#DIV/0!"},{"$error":"#DIV/0!"},{"$error":"#DIV/0!"},{"$error":"#DIV/0!"}]
[null,null,null,null,null,null,null,null,null,null,null,null,null,0.4,0.50269475747182757,1026,{"$f":"IF($N1010<0.2*(1000/'Scenario Setup'!$E$159-10),0,($N1010-0.2*(1000/'Scenario Setup'!$E$159-10))^2/($N1010+0.8*(1000/'Scenario Setup'!$E$159-10)))","v":{"$error":"#DIV/0!"}},{"$error":"#DIV/0!"},{"$error":"#DIV/0!"},{"$error":"#DIV/0!"},{"$error":"#DIV/0!"}]
[null,null,null,null,null,null,null,null,null,null,null,null,null,0.4,0.50318471337579618,1027,{"$f":"IF($N1011<0.2*(1000/'Scenario Setup'!$E$159-10),0,($N1011-0.2*(1000/'Scenario Setup'!$E$159-10))^2/($N1011+0.8*(1000/'Scenario Setup'!$E$159-10)))","v":{"$error":"#DIV/0!"}},{"$error":"#DIV/0!"},{"$error":"#DIV/0!"},{"$error":"#DIV/0!"},{"$error":"#DIV/0!"}]
[null,null,null,null,null,null,null,null,null,null,null,null,null,0.4,0.50367466927976479,1028,{"$f":"IF($N1012<0.2*(1000/'Scenario Setup'!$E$159-10),0,($N1012-0.2*(1000/'Scenario Setup'!$E$159-10))^2/($N1012+0.8*(1000/'Scenario Setup'!$E$159-10)))","v":{"$error":"#DIV/0!"}},{"$error":"#DIV/0!"},{"$error":"#DIV/0!"},{"$error":"#DIV/0!"},{"$error":"#DIV/0!"}]
[null,null,null,null,null,null,null,null,null,null,null,null,null,0.4,0.50416462518373351,1029,{"$f":"IF($N1013<0.2*(1000/'Scenario Setup'!$E$159-10),0,($N1013-0.2*(1000/'Scenario Setup'!$E$159-10))^2/($N1013+0.8*(1000/'Scenario Setup'!$E$159-10)))","v":{"$error":"#DIV/0!"}},{"$error":"#DIV/0!"},{"$error":"#DIV/0!"},{"$error":"#DIV/0!"},{"$error":"#DIV/0!"}]
[null,null,null,null,null,null,null,null,null,null,null,null,null,0.4,0.50465458108770211,1030,{"$f":"IF($N1014<0.2*(1000/'Scenario Setup'!$E$159-10),0,($N1014-0.2*(1000/'Scenario Setup'!$E$159-10))^2/($N1014+0.8*(1000/'Scenario Setup'!$E$159-10)))","v":{"$error":"#DIV/0!"}},{"$error":"#DIV/0!"},{"$error":"#DIV/0!"},{"$error":"#DIV/0!"},{"$error":"#DIV/0!"}]
[null,null,null,null,null,null,null,null,null,null,null,null,null,0.4,0.50514453699167072,1031,{"$f":"IF($N1015<0.2*(1000/'Scenario Setup'!$E$159-10),0,($N1015-0.2*(1000/'Scenario Setup'!$E$159-10))^2/($N1015+0.8*(1000/'Scenario Setup'!$E$159-10)))","v":{"$error":"#DIV/0!"}},{"$error":"#DIV/0!"},{"$error":"#DIV/0!"},{"$error":"#DIV/0!"},{"$error":"#DIV/0!"}]
[null,null,null,null,null,null,null,null,null,null,null,null,null,0.4,0.50563449289563944,1032,{"$f":"IF($N1016<0.2*(1000/'Scenario Setup'!$E$159-10),0,($N1016-0.2*(1000/'Scenario Setup'!$E$159-10))^2/($N1016+0.8*(1000/'Scenario Setup'!$E$159-10)))","v":{"$error":"#DIV/0!"}},{"$error":"#DIV/0!"},{"$error":"#DIV/0!"},{"$error":"#DIV/0!"},{"$error":"#DIV/0!"}]
[null,null,null,null,null,null,null,null,null,null,null,null,null,0.4,0.50612444879960805,1033,{"$f":"IF($N1017<0.2*(1000/'Scenario Setup'!$E$159-10),0,($N1017-0.2*(1000/'Scenario Setup'!$E$159-10))^2/($N1017+0.8*(1000/'Scenario Setup'!$E$159-10)))","v":{"$error":"#DIV/0!"}},{"$error":"#DIV/0!"},{"$error":"#DIV/0!"},{"$error":"#DIV/0!"},{"$error":"#DIV/0!"}]
[null,null,null,null,null,null,null,null,null,null,null,null,null,0.4,0.50661440470357666,1034,{"$f":"IF($N1018<0.2*(1000/'Scenario Setup'!$E$159-10),0,($N1018-0.2*(1000/'Scenario Setup'!$E$159-10))^2/($N1018+0.8*(1000/'Scenario Setup'!$E$159-10)))","v":{"$error":"#DIV/0!"}},{"$error":"#DIV/0!"},{"$error":"#DIV/0!"},{"$error":"#DIV/0!"},{"$error":"#DIV/0!"}]
[null,null,null,null,null,null,null,null,null,null,null,null,null,0.4,0.50710436060754527,1035,{"$f":"IF($N1019<0.2*(1000/'Scenario Setup'!$E$159-10),0,($N1019-0.2*(1000/'Scenario Setup'!$E$159-10))^2/($N1019+0.8*(1000/'Scenario Setup'!$E$159-10)))","v":{"$error":"#DIV/0!"}},{"$error":"#DIV/0!"},{"$error":"#DIV/0!"},{"$error":"#DIV/0!"},{"$error":"#DIV/0!"}]
[null,null,null,null,null,null,null,null,null,null,null,null,null,0.4,0.50759431651151399,1036,{"$f":"IF($N1020<0.2*(1000/'Scenario Setup'!$E$159-10),0,($N1020-0.2*(1000/'Scenario Setup'!$E$159-10))^2/($N1020+0.8*(1000/'Scenario Setup'!$E$159-10)))","v":{"$error":"#DIV/0!"}},{"$error":"#DIV/0!"},{"$error":"#DIV/0!"},{"$error":"#DIV/0!"},{"$error":"#DIV/0!"}]
[null,null,null,null,null,null,null,null,null,null,null,null,null,0.4,0.5080842724154826,1037,{"$f":"IF($N1021<0.2*(1000/'Scenario Setup'!$E$159-10),0,($N1021-0.2*(1000/'Scenario Setup'!$E$159-10))^2/($N1021+0.8*(1000/'Scenario Setup'!$E$159-10)))","v":{"$error":"#DIV/0!"}},{"$error":"#DIV/0!"},{"$error":"#DIV/0!"},{"$error":"#DIV/0!"},{"$error":"#DIV/0!"}]
[null,null,null,null,null,null,null,null,null,null,null,null,null,0.4,0.5085742283194512,1038,{"$f":"IF($N1022<0.2*(1000/'Scenario Setup'!$E$159-10),0,($N1022-0.2*(1000/'Scenario Setup'!$E$159-10))^2/($N1022+0.8*(1000/'Scenario Setup'!$E$159-10)))","v":{"$error":"#DIV/0!"}},{"$error":"#DIV/0!"},{"$error":"#DIV/0!"},{"$error":"#DIV/0!"},{"$error":"#DIV/0!"}]
[null,null,null,null,null,null,null,null,null,null,null,null,null,0.41,0.50906418422341992,1039,{"$f":"IF($N1023<0.2*(1000/'Scenario Setup'!$E$159-10),0,($N1023-0.2*(1000/'Scenario Setup'!$E$159-10))^2/($N1023+0.8*(1000/'Scenario Setup'!$E$159-10)))","v":{"$error":"#DIV/0!"}},{"$error":"#DIV/0!"},{"$error":"#DIV/0!"},{"$error":"#DIV/0!"},{"$error":"#DIV/0!"}]
[null,null,null,null,null,null,null,null,null,null,null,null,null,0.41,0.50955414012738853,1040,{"$f":"IF($N1024<0.2*(1000/'Scenario Setup'!$E$159-10),0,($N1024-0.2*(1000/'Scenario Setup'!$E$159-10))^2/($N1024+0.8*(1000/'Scenario Setup'!$E$159-10)))","v":{"$error":"#DIV/0!"}},{"$error":"#DIV/0!"},{"$error":"#DIV/0!"},{"$error":"#DIV/0!"},{"$error":"#DIV/0!"}]
[null,null,null,null,null,null,null,null,null,null,null,null,null,0.41,0.51004409603135714,1041,{"$f":"IF($N1025<0.2*(1000/'Scenario Setup'!$E$159-10),0,($N1025-0.2*(1000/'Scenario Setup'!$E$159-10))^2/($N1025+0.8*(1000/'Scenario Setup'!$E$159-10)))","v":{"$error":"#DIV/0!"}},{"$error":"#DIV/0!"},{"$error":"#DIV/0!"},{"$error":"#DIV/0!"},{"$error":"#DIV/0!"}]
[null,null,null,null,null,null,null,null,null,null,null,null,null,0.41,0.51053405193532586,1042,{"$f":"IF($N1026<0.2*(1000/'Scenario Setup'!$E$159-10),0,($N1026-0.2*(1000/'Scenario Setup'!$E$159-10))^2/($N1026+0.8*(1000/'Scenario Setup'!$E$159-10)))","v":{"$error":"#DIV/0!"}},{"$error":"#DIV/0!"},{"$error":"#DIV/0!"},{"$error":"#DIV/0!"},{"$error":"#DIV/0!"}]
[null,null,null,null,null,null,null,null,null,null,null,null,null,0.41,0.51102400783929447,1043,{"$f":"IF($N1027<0.2*(1000/'Scenario Setup'!$E$159-10),0,($N1027-0.2*(1000/'Scenario Setup'!$E$159-10))^2/($N1027+0.8*(1000/'Scenario Setup'!$E$159-10)))","v":{"$error":"#DIV/0!"}},{"$error":"#DIV/0!"},{"$error":"#DIV/0!"},{"$error":"#DIV/0!"},{"$error":"#DIV/0!"}]
[null,null,null,null,null,null,null,null,null,null,null,null,null,0.41,0.51151396374326308,1044,{"$f":"IF($N1028<0.2*(1000/'Scenario Setup'!$E$159-10),0,($N1028-0.2*(1000/'Scenario Setup'!$E$159-10))^2/($N1028+0.8*(1000/'Scenario Setup'!$E$159-10)))","v":{"$error":"#DIV/0!"}},{"$f":"Q1028/SUM(Q$4:Q$2025)","v":{"$error":"#DIV/0!"}},{"$error":"#DIV/0!"},{"$error":"#DIV/0!"},{"$error":"#DIV/0!"}]
[null,null,null,null,null,null,null,null,null,null,null,null,null,0.41,{"$f":"P1029/2041","v":0.5120039196472318},1045,{"$f":"IF($N1029<0.2*(1000/'Scenario Setup'!$E$159-10),0,($N1029-0.2*(1000/'Scenario Setup'!$E$159-10))^2/($N1029+0.8*(1000/'Scenario Setup'!$E$159-10)))","v":{"$error":"#DIV/0!"}},{"$error":"#DIV/0!"},{"$f":"IF(Q1029>0,_xlfn.RANK.EQ(Q1029,$Q$4:$Q$2025,1),\"\")","v":{"$error":"#DIV/0!"}},{"$f":"IF(S1029=\"\",0,_xlfn.RANK.EQ(S1029,$S$4:$S$2025,1))","v":{"$error":"#DIV/0!"}},{"$f":"ROUND(T1029/COUNTIFS($Q$4:$Q$2025,\">0\"),2)","v":{"$error":"#DIV/0!"}}]
[null,null,null,null,null,null,null,null,null,null,null,null,null,0.41,0.51249387555120041,1046,{"$f":"IF($N1030<0.2*(1000/'Scenario Setup'!$E$159-10),0,($N1030-0.2*(1000/'Scenario Setup'!$E$159-10))^2/($N1030+0.8*(1000/'Scenario Setup'!$E$159-10)))","v":{"$error":"#DIV/0!"}},{"$error":"#DIV/0!"},{"$error":"#DIV/0!"},{"$error":"#DIV/0!"},{"$error":"#DIV/0!"}]
[null,null,null,null,null,null,null,null,null,null,null,null,null,0.41,0.51298383145516901,1047,{"$f":"IF($N1031<0.2*(1000/'Scenario Setup'!$E$159-10),0,($N1031-0.2*(1000/'Scenario Setup'!$E$159-10))^2/($N1031+0.8*(1000/'Scenario Setup'!$E$159-10)))","v":{"$error":"#DIV/0!"}},{"$error":"#DIV/0!"},{"$error":"#DIV/0!"},{"$error":"#DIV/0!"},{"$error":"#DIV/0!"}]
[null,null,null,null,null,null,null,null,null,null,null,null,null,0.41,0.51347378735913762,1048,{"$f":"IF($N1032<0.2*(1000/'Scenario Setup'!$E$159-10),0,($N1032-0.2*(1000/'Scenario Setup'!$E$159-10))^2/($N1032+0.8*(1000/'Scenario Setup'!$E$159-10)))","v":{"$error":"#DIV/0!"}},{"$error":"#DIV/0!"},{"$error":"#DIV/0!"},{"$error":"#DIV/0!"},{"$error":"#DIV/0!"}]
[null,null,null,null,null,null,null,null,null,null,null,null,null,0.41,0.51396374326310634,1049,{"$f":"IF($N1033<0.2*(1000/'Scenario Setup'!$E$159-10),0,($N1033-0.2*(1000/'Scenario Setup'!$E$159-10))^2/($N1033+0.8*(1000/'Scenario Setup'!$E$159-10)))","v":{"$error":"#DIV/0!"}},{"$error":"#DIV/0!"},{"$error":"#DIV/0!"},{"$error":"#DIV/0!"},{"$error":"#DIV/0!"}]
[null,null,null,null,null,null,null,null,null,null,null,null,null,0.41,0.51445369916707495,1050,{"$f":"IF($N1034<0.2*(1000/'Scenario Setup'!$E$159-10),0,($N1034-0.2*(1000/'Scenario Setup'!$E$159-10))^2/($N1034+0.8*(1000/'Scenario Setup'!$E$159-10)))","v":{"$error":"#DIV/0!"}},{"$error":"#DIV/0!"},{"$error":"#DIV/0!"},{"$error":"#DIV/0!"},{"$error":"#DIV/0!"}]
[null,null,null,null,null,null,null,null,null,null,null,null,null,0.41,0.51494365507104356,1051,{"$f":"IF($N1035<0.2*(1000/'Scenario Setup'!$E$159-10),0,($N1035-0.2*(1000/'Scenario Setup'!$E$159-10))^2/($N1035+0.8*(1000/'Scenario Setup'!$E$159-10)))","v":{"$error":"#DIV/0!"}},{"$error":"#DIV/0!"},{"$error":"#DIV/0!"},{"$error":"#DIV/0!"},{"$error":"#DIV/0!"}]
[null,null,null,null,null,null,null,null,null,null,null,null,null,0.41,0.51543361097501228,1052,{"$f":"IF($N1036<0.2*(1000/'Scenario Setup'!$E$159-10),0,($N1036-0.2*(1000/'Scenario Setup'!$E$159-10))^2/($N1036+0.8*(1000/'Scenario Setup'!$E$159-10)))","v":{"$error":"#DIV/0!"}},{"$error":"#DIV/0!"},{"$error":"#DIV/0!"},{"$error":"#DIV/0!"},{"$error":"#DIV/0!"}]
[null,null,null,null,null,null,null,null,null,null,null,null,null,0.41,0.51592356687898089,1053,{"$f":"IF($N1037<0.2*(1000/'Scenario Setup'!$E$159-10),0,($N1037-0.2*(1000/'Scenario Setup'!$E$159-10))^2/($N1037+0.8*(1000/'Scenario Setup'!$E$159-10)))","v":{"$error":"#DIV/0!"}},{"$error":"#DIV/0!"},{"$error":"#DIV/0!"},{"$error":"#DIV/0!"},{"$error":"#DIV/0!"}]
[null,null,null,null,null,null,null,null,null,null,null,null,null,0.41,0.5164135227829495,1054,{"$f":"IF($N1038<0.2*(1000/'Scenario Setup'!$E$159-10),0,($N1038-0.2*(1000/'Scenario Setup'!$E$159-10))^2/($N1038+0.8*(1000/'Scenario Setup'!$E$159-10)))","v":{"$error":"#DIV/0!"}},{"$error":"#DIV/0!"},{"$error":"#DIV/0!"},{"$error":"#DIV/0!"},{"$error":"#DIV/0!"}]
[null,null,null,null,null,null,null,null,null,null,null,null,null,0.41,0.51690347868691822,1055,{"$f":"IF($N1039<0.2*(1000/'Scenario Setup'!$E$159-10),0,($N1039-0.2*(1000/'Scenario Setup'!$E$159-10))^2/($N1039+0.8*(1000/'Scenario Setup'!$E$159-10)))","v":{"$error":"#DIV/0!"}},{"$error":"#DIV/0!"},{"$error":"#DIV/0!"},{"$error":"#DIV/0!"},{"$error":"#DIV/0!"}]
[null,null,null,null,null,null,null,null,null,null,null,null,null,0.42,0.51739343459088682,1056,{"$f":"IF($N1040<0.2*(1000/'Scenario Setup'!$E$159-10),0,($N1040-0.2*(1000/'Scenario Setup'!$E$159-10))^2/($N1040+0.8*(1000/'Scenario Setup'!$E$159-10)))","v":{"$error":"#DIV/0!"}},{"$error":"#DIV/0!"},{"$error":"#DIV/0!"},{"$error":"#DIV/0!"},{"$error":"#DIV/0!"}]
[null,null,null,null,null,null,null,null,null,null,null,null,null,0.42,0.51788339049485543,1057,{"$f":"IF($N1041<0.2*(1000/'Scenario Setup'!$E$159-10),0,($N1041-0.2*(1000/'Scenario Setup'!$E$159-10))^2/($N1041+0.8*(1000/'Scenario Setup'!$E$159-10)))","v":{"$error":"#DIV/0!"}},{"$error":"#DIV/0!"},{"$error":"#DIV/0!"},{"$error":"#DIV/0!"},{"$error":"#DIV/0!"}]
[null,null,null,null,null,null,null,null,null,null,null,null,null,0.42,0.51837334639882415,1058,{"$f":"IF($N1042<0.2*(1000/'Scenario Setup'!$E$159-10),0,($N1042-0.2*(1000/'Scenario Setup'!$E$159-10))^2/($N1042+0.8*(1000/'Scenario Setup'!$E$159-10)))","v":{"$error":"#DIV/0!"}},{"$error":"#DIV/0!"},{"$error":"#DIV/0!"},{"$error":"#DIV/0!"},{"$error":"#DIV/0!"}]
[null,null,null,null,null,null,null,null,null,null,null,null,null,0.42,0.51886330230279276,1059,{"$f":"IF($N1043<0.2*(1000/'Scenario Setup'!$E$159-10),0,($N1043-0.2*(1000/'Scenario Setup'!$E$159-10))^2/($N1043+0.8*(1000/'Scenario Setup'!$E$159-10)))","v":{"$error":"#DIV/0!"}},{"$error":"#DIV/0!"},{"$error":"#DIV/0!"},{"$error":"#DIV/0!"},{"$error":"#DIV/0!"}]
[null,null,null,null,null,null,null,null,null,null,null,null,null,0.42,0.51935325820676137,1060,{"$f":"IF($N1044<0.2*(1000/'Scenario Setup'!$E$159-10),0,($N1044-0.2*(1000/'Scenario Setup'!$E$159-10))^2/($N1044+0.8*(1000/'Scenario Setup'!$E$159-10)))","v":{"$error":"#DIV/0!"}},{"$error":"#DIV/0!"},{"$error":"#DIV/0!"},{"$error":"#DIV/0!"},{"$error":"#DIV/0!"}]
[null,null,null,null,null,null,null,null,null,null,null,null,null,0.42,0.51984321411073009,1061,{"$f":"IF($N1045<0.2*(1000/'Scenario Setup'!$E$159-10),0,($N1045-0.2*(1000/'Scenario Setup'!$E$159-10))^2/($N1045+0.8*(1000/'Scenario Setup'!$E$159-10)))","v":{"$error":"#DIV/0!"}},{"$error":"#DIV/0!"},{"$error":"#DIV/0!"},{"$error":"#DIV/0!"},{"$error":"#DIV/0!"}]
[null,null,null,null,null,null,null,null,null,null,null,null,null,0.42,0.5203331700146987,1062,{"$f":"IF($N1046<0.2*(1000/'Scenario Setup'!$E$159-10),0,($N1046-0.2*(1000/'Scenario Setup'!$E$159-10))^2/($N1046+0.8*(1000/'Scenario Setup'!$E$159-10)))","v":{"$error":"#DIV/0!"}},{"$error":"#DIV/0!"},{"$error":"#DIV/0!"},{"$error":"#DIV/0!"},{"$error":"#DIV/0!"}]
[null,null,null,null,null,null,null,null,null,null,null,null,null,0.42,0.52082312591866731,1063,{"$f":"IF($N1047<0.2*(1000/'Scenario Setup'!$E$159-10),0,($N1047-0.2*(1000/'Scenario Setup'!$E$159-10))^2/($N1047+0.8*(1000/'Scenario Setup'!$E$159-10)))","v":{"$error":"#DIV/0!"}},{"$error":"#DIV/0!"},{"$error":"#DIV/0!"},{"$error":"#DIV/0!"},{"$error":"#DIV/0!"}]
[null,null,null,null,null,null,null,null,null,null,null,null,null,0.42,0.52131308182263592,1064,{"$f":"IF($N1048<0.2*(1000/'Scenario Setup'!$E$159-10),0,($N1048-0.2*(1000/'Scenario Setup'!$E$159-10))^2/($N1048+0.8*(1000/'Scenario Setup'!$E$159-10)))","v":{"$error":"#DIV/0!"}},{"$error":"#DIV/0!"},{"$error":"#DIV/0!"},{"$error":"#DIV/0!"},{"$error":"#DIV/0!"}]
[null,null,null,null,null,null,null,null,null,null,null,null,null,0.42,0.52180303772660463,1065,{"$f":"IF($N1049<0.2*(1000/'Scenario Setup'!$E$159-10),0,($N1049-0.2*(1000/'Scenario Setup'!$E$159-10))^2/($N1049+0.8*(1000/'Scenario Setup'!$E$159-10)))","v":{"$error":"#DIV/0!"}},{"$error":"#DIV/0!"},{"$error":"#DIV/0!"},{"$error":"#DIV/0!"},{"$error":"#DIV/0!"}]
[null,null,null,null,null,null,null,null,null,null,null,null,null,0.42,0.52229299363057324,1066,{"$f":"IF($N1050<0.2*(1000/'Scenario Setup'!$E$159-10),0,($N1050-0.2*(1000/'Scenario Setup'!$E$159-10))^2/($N1050+0.8*(1000/'Scenario Setup'!$E$159-10)))","v":{"$error":"#DIV/0!"}},{"$error":"#DIV/0!"},{"$error":"#DIV/0!"},{"$error":"#DIV/0!"},{"$error":"#DIV/0!"}]
[null,null,null,null,null,null,null,null,null,null,null,null,null,0.42,0.52278294953454185,1067,{"$f":"IF($N1051<0.2*(1000/'Scenario Setup'!$E$159-10),0,($N1051-0.2*(1000/'Scenario Setup'!$E$159-10))^2/($N1051+0.8*(1000/'Scenario Setup'!$E$159-10)))","v":{"$error":"#DIV/0!"}},{"$error":"#DIV/0!"},{"$error":"#DIV/0!"},{"$error":"#DIV/0!"},{"$error":"#DIV/0!"}]
[null,null,null,null,null,null,null,null,null,null,null,null,null,0.42,0.52327290543851057,1068,{"$f":"IF($N1052<0.2*(1000/'Scenario Setup'!$E$159-10),0,($N1052-0.2*(1000/'Scenario Setup'!$E$159-10))^2/($N1052+0.8*(1000/'Scenario Setup'!$E$159-10)))","v":{"$error":"#DIV/0!"}},{"$error":"#DIV/0!"},{"$error":"#DIV/0!"},{"$error":"#DIV/0!"},{"$error":"#DIV/0!"}]
[null,null,null,null,null,null,null,null,null,null,null,null,null,0.42,0.52376286134247918,1069,{"$f":"IF($N1053<0.2*(1000/'Scenario Setup'!$E$159-10),0,($N1053-0.2*(1000/'Scenario Setup'!$E$159-10))^2/($N1053+0.8*(1000/'Scenario Setup'!$E$159-10)))","v":{"$error":"#DIV/0!"}},{"$error":"#DIV/0!"},{"$error":"#DIV/0!"},{"$error":"#DIV/0!"},{"$error":"#DIV/0!"}]
[null,null,null,null,null,null,null,null,null,null,null,null,null,0.42,0.52425281724644779,1070,{"$f":"IF($N1054<0.2*(1000/'Scenario Setup'!$E$159-10),0,($N1054-0.2*(1000/'Scenario Setup'!$E$159-10))^2/($N1054+0.8*(1000/'Scenario Setup'!$E$159-10)))","v":{"$error":"#DIV/0!"}},{"$error":"#DIV/0!"},{"$error":"#DIV/0!"},{"$error":"#DIV/0!"},{"$error":"#DIV/0!"}]
[null,null,null,null,null,null,null,null,null,null,null,null,null,0.42,0.52474277315041651,1071,{"$f":"IF($N1055<0.2*(1000/'Scenario Setup'!$E$159-10),0,($N1055-0.2*(1000/'Scenario Setup'!$E$159-10))^2/($N1055+0.8*(1000/'Scenario Setup'!$E$159-10)))","v":{"$error":"#DIV/0!"}},{"$error":"#DIV/0!"},{"$error":"#DIV/0!"},{"$error":"#DIV/0!"},{"$error":"#DIV/0!"}]
[null,null,null,null,null,null,null,null,null,null,null,null,null,0.42,0.52523272905438512,1072,{"$f":"IF($N1056<0.2*(1000/'Scenario Setup'!$E$159-10),0,($N1056-0.2*(1000/'Scenario Setup'!$E$159-10))^2/($N1056+0.8*(1000/'Scenario Setup'!$E$159-10)))","v":{"$error":"#DIV/0!"}},{"$error":"#DIV/0!"},{"$error":"#DIV/0!"},{"$error":"#DIV/0!"},{"$error":"#DIV/0!"}]
[null,null,null,null,null,null,null,null,null,null,null,null,null,0.42,0.52572268495835373,1073,{"$f":"IF($N1057<0.2*(1000/'Scenario Setup'!$E$159-10),0,($N1057-0.2*(1000/'Scenario Setup'!$E$159-10))^2/($N1057+0.8*(1000/'Scenario Setup'!$E$159-10)))","v":{"$error":"#DIV/0!"}},{"$error":"#DIV/0!"},{"$error":"#DIV/0!"},{"$error":"#DIV/0!"},{"$error":"#DIV/0!"}]
[null,null,null,null,null,null,null,null,null,null,null,null,null,0.42,0.52621264086232244,1074,{"$f":"IF($N1058<0.2*(1000/'Scenario Setup'!$E$159-10),0,($N1058-0.2*(1000/'Scenario Setup'!$E$159-10))^2/($N1058+0.8*(1000/'Scenario Setup'!$E$159-10)))","v":{"$error":"#DIV/0!"}},{"$error":"#DIV/0!"},{"$error":"#DIV/0!"},{"$error":"#DIV/0!"},{"$error":"#DIV/0!"}]
[null,null,null,null,null,null,null,null,null,null,null,null,null,0.42,0.52670259676629105,1075,{"$f":"IF($N1059<0.2*(1000/'Scenario Setup'!$E$159-10),0,($N1059-0.2*(1000/'Scenario Setup'!$E$159-10))^2/($N1059+0.8*(1000/'Scenario Setup'!$E$159-10)))","v":{"$error":"#DIV/0!"}},{"$error":"#DIV/0!"},{"$error":"#DIV/0!"},{"$error":"#DIV/0!"},{"$error":"#DIV/0!"}]
[null,null,null,null,null,null,null,null,null,null,null,null,null,0.43,0.52719255267025966,1076,{"$f":"IF($N1060<0.2*(1000/'Scenario Setup'!$E$159-10),0,($N1060-0.2*(1000/'Scenario Setup'!$E$159-10))^2/($N1060+0.8*(1000/'Scenario Setup'!$E$159-10)))","v":{"$error":"#DIV/0!"}},{"$error":"#DIV/0!"},{"$error":"#DIV/0!"},{"$error":"#DIV/0!"},{"$error":"#DIV/0!"}]
[null,null,null,null,null,null,null,null,null,null,null,null,null,0.43,0.52768250857422827,1077,{"$f":"IF($N1061<0.2*(1000/'Scenario Setup'!$E$159-10),0,($N1061-0.2*(1000/'Scenario Setup'!$E$159-10))^2/($N1061+0.8*(1000/'Scenario Setup'!$E$159-10)))","v":{"$error":"#DIV/0!"}},{"$error":"#DIV/0!"},{"$error":"#DIV/0!"},{"$error":"#DIV/0!"},{"$error":"#DIV/0!"}]
[null,null,null,null,null,null,null,null,null,null,null,null,null,0.43,0.52817246447819699,1078,{"$f":"IF($N1062<0.2*(1000/'Scenario Setup'!$E$159-10),0,($N1062-0.2*(1000/'Scenario Setup'!$E$159-10))^2/($N1062+0.8*(1000/'Scenario Setup'!$E$159-10)))","v":{"$error":"#DIV/0!"}},{"$error":"#DIV/0!"},{"$error":"#DIV/0!"},{"$error":"#DIV/0!"},{"$error":"#DIV/0!"}]
[null,null,null,null,null,null,null,null,null,null,null,null,null,0.43,0.5286624203821656,1079,{"$f":"IF($N1063<0.2*(1000/'Scenario Setup'!$E$159-10),0,($N1063-0.2*(1000/'Scenario Setup'!$E$159-10))^2/($N1063+0.8*(1000/'Scenario Setup'!$E$159-10)))","v":{"$error":"#DIV/0!"}},{"$error":"#DIV/0!"},{"$error":"#DIV/0!"},{"$error":"#DIV/0!"},{"$error":"#DIV/0!"}]
[null,null,null,null,null,null,null,null,null,null,null,null,null,0.43,0.52915237628613421,1080,{"$f":"IF($N1064<0.2*(1000/'Scenario Setup'!$E$159-10),0,($N1064-0.2*(1000/'Scenario Setup'!$E$159-10))^2/($N1064+0.8*(1000/'Scenario Setup'!$E$159-10)))","v":{"$error":"#DIV/0!"}},{"$error":"#DIV/0!"},{"$error":"#DIV/0!"},{"$error":"#DIV/0!"},{"$error":"#DIV/0!"}]
[null,null,null,null,null,null,null,null,null,null,null,null,null,0.43,0.52964233219010293,1081,{"$f":"IF($N1065<0.2*(1000/'Scenario Setup'!$E$159-10),0,($N1065-0.2*(1000/'Scenario Setup'!$E$159-10))^2/($N1065+0.8*(1000/'Scenario Setup'!$E$159-10)))","v":{"$error":"#DIV/0!"}},{"$error":"#DIV/0!"},{"$error":"#DIV/0!"},{"$error":"#DIV/0!"},{"$error":"#DIV/0!"}]
[null,null,null,null,null,null,null,null,null,null,null,null,null,0.43,0.53013228809407154,1082,{"$f":"IF($N1066<0.2*(1000/'Scenario Setup'!$E$159-10),0,($N1066-0.2*(1000/'Scenario Setup'!$E$159-10))^2/($N1066+0.8*(1000/'Scenario Setup'!$E$159-10)))","v":{"$error":"#DIV/0!"}},{"$error":"#DIV/0!"},{"$error":"#DIV/0!"},{"$error":"#DIV/0!"},{"$error":"#DIV/0!"}]
[null,null,null,null,null,null,null,null,null,null,null,null,null,0.43,0.53062224399804014,1083,{"$f":"IF($N1067<0.2*(1000/'Scenario Setup'!$E$159-10),0,($N1067-0.2*(1000/'Scenario Setup'!$E$159-10))^2/($N1067+0.8*(1000/'Scenario Setup'!$E$159-10)))","v":{"$error":"#DIV/0!"}},{"$error":"#DIV/0!"},{"$error":"#DIV/0!"},{"$error":"#DIV/0!"},{"$error":"#DIV/0!"}]
[null,null,null,null,null,null,null,null,null,null,null,null,null,0.43,0.53111219990200886,1084,{"$f":"IF($N1068<0.2*(1000/'Scenario Setup'!$E$159-10),0,($N1068-0.2*(1000/'Scenario Setup'!$E$159-10))^2/($N1068+0.8*(1000/'Scenario Setup'!$E$159-10)))","v":{"$error":"#DIV/0!"}},{"$error":"#DIV/0!"},{"$error":"#DIV/0!"},{"$error":"#DIV/0!"},{"$error":"#DIV/0!"}]
[null,null,null,null,null,null,null,null,null,null,null,null,null,0.43,0.53160215580597747,1085,{"$f":"IF($N1069<0.2*(1000/'Scenario Setup'!$E$159-10),0,($N1069-0.2*(1000/'Scenario Setup'!$E$159-10))^2/($N1069+0.8*(1000/'Scenario Setup'!$E$159-10)))","v":{"$error":"#DIV/0!"}},{"$error":"#DIV/0!"},{"$error":"#DIV/0!"},{"$error":"#DIV/0!"},{"$error":"#DIV/0!"}]
[null,null,null,null,null,null,null,null,null,null,null,null,null,0.43,0.53209211170994608,1086,{"$f":"IF($N1070<0.2*(1000/'Scenario Setup'!$E$159-10),0,($N1070-0.2*(1000/'Scenario Setup'!$E$159-10))^2/($N1070+0.8*(1000/'Scenario Setup'!$E$159-10)))","v":{"$error":"#DIV/0!"}},{"$error":"#DIV/0!"},{"$error":"#DIV/0!"},{"$error":"#DIV/0!"},{"$error":"#DIV/0!"}]
[null,null,null,null,null,null,null,null,null,null,null,null,null,0.43,0.5325820676139148,1087,{"$f":"IF($N1071<0.2*(1000/'Scenario Setup'!$E$159-10),0,($N1071-0.2*(1000/'Scenario Setup'!$E$159-10))^2/($N1071+0.8*(1000/'Scenario Setup'!$E$159-10)))","v":{"$error":"#DIV/0!"}},{"$error":"#DIV/0!"},{"$error":"#DIV/0!"},{"$error":"#DIV/0!"},{"$error":"#DIV/0!"}]
[null,null,null,null,null,null,null,null,null,null,null,null,null,0.43,0.53307202351788341,1088,{"$f":"IF($N1072<0.2*(1000/'Scenario Setup'!$E$159-10),0,($N1072-0.2*(1000/'Scenario Setup'!$E$159-10))^2/($N1072+0.8*(1000/'Scenario Setup'!$E$159-10)))","v":{"$error":"#DIV/0!"}},{"$error":"#DIV/0!"},{"$error":"#DIV/0!"},{"$error":"#DIV/0!"},{"$error":"#DIV/0!"}]
[null,null,null,null,null,null,null,null,null,null,null,null,null,0.43,0.53356197942185202,1089,{"$f":"IF($N1073<0.2*(1000/'Scenario Setup'!$E$159-10),0,($N1073-0.2*(1000/'Scenario Setup'!$E$159-10))^2/($N1073+0.8*(1000/'Scenario Setup'!$E$159-10)))","v":{"$error":"#DIV/0!"}},{"$error":"#DIV/0!"},{"$error":"#DIV/0!"},{"$error":"#DIV/0!"},{"$error":"#DIV/0!"}]
[null,null,null,null,null,null,null,null,null,null,null,null,null,0.43,0.53405193532582063,1090,{"$f":"IF($N1074<0.2*(1000/'Scenario Setup'!$E$159-10),0,($N1074-0.2*(1000/'Scenario Setup'!$E$159-10))^2/($N1074+0.8*(1000/'Scenario Setup'!$E$159-10)))","v":{"$error":"#DIV/0!"}},{"$error":"#DIV/0!"},{"$error":"#DIV/0!"},{"$error":"#DIV/0!"},{"$error":"#DIV/0!"}]
[null,null,null,null,null,null,null,null,null,null,null,null,null,0.43,0.53454189122978935,1091,{"$f":"IF($N1075<0.2*(1000/'Scenario Setup'!$E$159-10),0,($N1075-0.2*(1000/'Scenario Setup'!$E$159-10))^2/($N1075+0.8*(1000/'Scenario Setup'!$E$159-10)))","v":{"$error":"#DIV/0!"}},{"$error":"#DIV/0!"},{"$error":"#DIV/0!"},{"$error":"#DIV/0!"},{"$error":"#DIV/0!"}]
[null,null,null,null,null,null,null,null,null,null,null,null,null,0.44,0.53503184713375795,1092,{"$f":"IF($N1076<0.2*(1000/'Scenario Setup'!$E$159-10),0,($N1076-0.2*(1000/'Scenario Setup'!$E$159-10))^2/($N1076+0.8*(1000/'Scenario Setup'!$E$159-10)))","v":{"$error":"#DIV/0!"}},{"$error":"#DIV/0!"},{"$error":"#DIV/0!"},{"$error":"#DIV/0!"},{"$error":"#DIV/0!"}]
[null,null,null,null,null,null,null,null,null,null,null,null,null,0.44,0.53552180303772656,1093,{"$f":"IF($N1077<0.2*(1000/'Scenario Setup'!$E$159-10),0,($N1077-0.2*(1000/'Scenario Setup'!$E$159-10))^2/($N1077+0.8*(1000/'Scenario Setup'!$E$159-10)))","v":{"$error":"#DIV/0!"}},{"$error":"#DIV/0!"},{"$error":"#DIV/0!"},{"$error":"#DIV/0!"},{"$error":"#DIV/0!"}]
[null,null,null,null,null,null,null,null,null,null,null,null,null,0.44,0.53601175894169528,1094,{"$f":"IF($N1078<0.2*(1000/'Scenario Setup'!$E$159-10),0,($N1078-0.2*(1000/'Scenario Setup'!$E$159-10))^2/($N1078+0.8*(1000/'Scenario Setup'!$E$159-10)))","v":{"$error":"#DIV/0!"}},{"$error":"#DIV/0!"},{"$error":"#DIV/0!"},{"$error":"#DIV/0!"},{"$error":"#DIV/0!"}]
[null,null,null,null,null,null,null,null,null,null,null,null,null,0.44,0.53650171484566389,1095,{"$f":"IF($N1079<0.2*(1000/'Scenario Setup'!$E$159-10),0,($N1079-0.2*(1000/'Scenario Setup'!$E$159-10))^2/($N1079+0.8*(1000/'Scenario Setup'!$E$159-10)))","v":{"$error":"#DIV/0!"}},{"$error":"#DIV/0!"},{"$error":"#DIV/0!"},{"$error":"#DIV/0!"},{"$error":"#DIV/0!"}]
[null,null,null,null,null,null,null,null,null,null,null,null,null,0.44,0.5369916707496325,1096,{"$f":"IF($N1080<0.2*(1000/'Scenario Setup'!$E$159-10),0,($N1080-0.2*(1000/'Scenario Setup'!$E$159-10))^2/($N1080+0.8*(1000/'Scenario Setup'!$E$159-10)))","v":{"$error":"#DIV/0!"}},{"$error":"#DIV/0!"},{"$error":"#DIV/0!"},{"$error":"#DIV/0!"},{"$error":"#DIV/0!"}]
[null,null,null,null,null,null,null,null,null,null,null,null,null,0.44,0.53748162665360122,1097,{"$f":"IF($N1081<0.2*(1000/'Scenario Setup'!$E$159-10),0,($N1081-0.2*(1000/'Scenario Setup'!$E$159-10))^2/($N1081+0.8*(1000/'Scenario Setup'!$E$159-10)))","v":{"$error":"#DIV/0!"}},{"$error":"#DIV/0!"},{"$error":"#DIV/0!"},{"$error":"#DIV/0!"},{"$error":"#DIV/0!"}]
[null,null,null,null,null,null,null,null,null,null,null,null,null,0.44,0.53797158255756983,1098,{"$f":"IF($N1082<0.2*(1000/'Scenario Setup'!$E$159-10),0,($N1082-0.2*(1000/'Scenario Setup'!$E$159-10))^2/($N1082+0.8*(1000/'Scenario Setup'!$E$159-10)))","v":{"$error":"#DIV/0!"}},{"$error":"#DIV/0!"},{"$error":"#DIV/0!"},{"$error":"#DIV/0!"},{"$error":"#DIV/0!"}]
[null,null,null,null,null,null,null,null,null,null,null,null,null,0.44,0.53846153846153844,1099,{"$f":"IF($N1083<0.2*(1000/'Scenario Setup'!$E$159-10),0,($N1083-0.2*(1000/'Scenario Setup'!$E$159-10))^2/($N1083+0.8*(1000/'Scenario Setup'!$E$159-10)))","v":{"$error":"#DIV/0!"}},{"$error":"#DIV/0!"},{"$error":"#DIV/0!"},{"$error":"#DIV/0!"},{"$error":"#DIV/0!"}]
[null,null,null,null,null,null,null,null,null,null,null,null,null,0.44,0.53895149436550716,1100,{"$f":"IF($N1084<0.2*(1000/'Scenario Setup'!$E$159-10),0,($N1084-0.2*(1000/'Scenario Setup'!$E$159-10))^2/($N1084+0.8*(1000/'Scenario Setup'!$E$159-10)))","v":{"$error":"#DIV/0!"}},{"$error":"#DIV/0!"},{"$error":"#DIV/0!"},{"$error":"#DIV/0!"},{"$error":"#DIV/0!"}]
[null,null,null,null,null,null,null,null,null,null,null,null,null,0.44,0.53944145026947576,1101,{"$f":"IF($N1085<0.2*(1000/'Scenario Setup'!$E$159-10),0,($N1085-0.2*(1000/'Scenario Setup'!$E$159-10))^2/($N1085+0.8*(1000/'Scenario Setup'!$E$159-10)))","v":{"$error":"#DIV/0!"}},{"$error":"#DIV/0!"},{"$error":"#DIV/0!"},{"$error":"#DIV/0!"},{"$error":"#DIV/0!"}]
[null,null,null,null,null,null,null,null,null,null,null,null,null,0.44,0.53993140617344437,1102,{"$f":"IF($N1086<0.2*(1000/'Scenario Setup'!$E$159-10),0,($N1086-0.2*(1000/'Scenario Setup'!$E$159-10))^2/($N1086+0.8*(1000/'Scenario Setup'!$E$159-10)))","v":{"$error":"#DIV/0!"}},{"$error":"#DIV/0!"},{"$error":"#DIV/0!"},{"$error":"#DIV/0!"},{"$error":"#DIV/0!"}]
[null,null,null,null,null,null,null,null,null,null,null,null,null,0.44,0.54042136207741298,1103,{"$f":"IF($N1087<0.2*(1000/'Scenario Setup'!$E$159-10),0,($N1087-0.2*(1000/'Scenario Setup'!$E$159-10))^2/($N1087+0.8*(1000/'Scenario Setup'!$E$159-10)))","v":{"$error":"#DIV/0!"}},{"$error":"#DIV/0!"},{"$error":"#DIV/0!"},{"$error":"#DIV/0!"},{"$error":"#DIV/0!"}]
[null,null,null,null,null,null,null,null,null,null,null,null,null,0.44,0.5409113179813817,1104,{"$f":"IF($N1088<0.2*(1000/'Scenario Setup'!$E$159-10),0,($N1088-0.2*(1000/'Scenario Setup'!$E$159-10))^2/($N1088+0.8*(1000/'Scenario Setup'!$E$159-10)))","v":{"$error":"#DIV/0!"}},{"$error":"#DIV/0!"},{"$error":"#DIV/0!"},{"$error":"#DIV/0!"},{"$error":"#DIV/0!"}]
[null,null,null,null,null,null,null,null,null,null,null,null,null,0.44,0.54140127388535031,1105,{"$f":"IF($N1089<0.2*(1000/'Scenario Setup'!$E$159-10),0,($N1089-0.2*(1000/'Scenario Setup'!$E$159-10))^2/($N1089+0.8*(1000/'Scenario Setup'!$E$159-10)))","v":{"$error":"#DIV/0!"}},{"$error":"#DIV/0!"},{"$error":"#DIV/0!"},{"$error":"#DIV/0!"},{"$error":"#DIV/0!"}]
[null,null,null,null,null,null,null,null,null,null,null,null,null,0.44,0.54189122978931892,1106,{"$f":"IF($N1090<0.2*(1000/'Scenario Setup'!$E$159-10),0,($N1090-0.2*(1000/'Scenario Setup'!$E$159-10))^2/($N1090+0.8*(1000/'Scenario Setup'!$E$159-10)))","v":{"$error":"#DIV/0!"}},{"$error":"#DIV/0!"},{"$error":"#DIV/0!"},{"$error":"#DIV/0!"},{"$error":"#DIV/0!"}]
[null,null,null,null,null,null,null,null,null,null,null,null,null,0.44,0.54238118569328764,1107,{"$f":"IF($N1091<0.2*(1000/'Scenario Setup'!$E$159-10),0,($N1091-0.2*(1000/'Scenario Setup'!$E$159-10))^2/($N1091+0.8*(1000/'Scenario Setup'!$E$159-10)))","v":{"$error":"#DIV/0!"}},{"$error":"#DIV/0!"},{"$error":"#DIV/0!"},{"$error":"#DIV/0!"},{"$error":"#DIV/0!"}]
[null,null,null,null,null,null,null,null,null,null,null,null,null,0.44,0.54287114159725625,1108,{"$f":"IF($N1092<0.2*(1000/'Scenario Setup'!$E$159-10),0,($N1092-0.2*(1000/'Scenario Setup'!$E$159-10))^2/($N1092+0.8*(1000/'Scenario Setup'!$E$159-10)))","v":{"$error":"#DIV/0!"}},{"$f":"Q1092/SUM(Q$4:Q$2025)","v":{"$error":"#DIV/0!"}},{"$error":"#DIV/0!"},{"$error":"#DIV/0!"},{"$error":"#DIV/0!"}]
[null,null,null,null,null,null,null,null,null,null,null,null,null,0.44,{"$f":"P1093/2041","v":0.54336109750122485},1109,{"$f":"IF($N1093<0.2*(1000/'Scenario Setup'!$E$159-10),0,($N1093-0.2*(1000/'Scenario Setup'!$E$159-10))^2/($N1093+0.8*(1000/'Scenario Setup'!$E$159-10)))","v":{"$error":"#DIV/0!"}},{"$error":"#DIV/0!"},{"$f":"IF(Q1093>0,_xlfn.RANK.EQ(Q1093,$Q$4:$Q$2025,1),\"\")","v":{"$error":"#DIV/0!"}},{"$f":"IF(S1093=\"\",0,_xlfn.RANK.EQ(S1093,$S$4:$S$2025,1))","v":{"$error":"#DIV/0!"}},{"$f":"ROUND(T1093/COUNTIFS($Q$4:$Q$2025,\">0\"),2)","v":{"$error":"#DIV/0!"}}]
[null,null,null,null,null,null,null,null,null,null,null,null,null,0.45,0.54385105340519357,1110,{"$f":"IF($N1094<0.2*(1000/'Scenario Setup'!$E$159-10),0,($N1094-0.2*(1000/'Scenario Setup'!$E$159-10))^2/($N1094+0.8*(1000/'Scenario Setup'!$E$159-10)))","v":{"$error":"#DIV/0!"}},{"$error":"#DIV/0!"},{"$error":"#DIV/0!"},{"$error":"#DIV/0!"},{"$error":"#DIV/0!"}]
[null,null,null,null,null,null,null,null,null,null,null,null,null,0.45,0.54434100930916218,1111,{"$f":"IF($N1095<0.2*(1000/'Scenario Setup'!$E$159-10),0,($N1095-0.2*(1000/'Scenario Setup'!$E$159-10))^2/($N1095+0.8*(1000/'Scenario Setup'!$E$159-10)))","v":{"$error":"#DIV/0!"}},{"$error":"#DIV/0!"},{"$error":"#DIV/0!"},{"$error":"#DIV/0!"},{"$error":"#DIV/0!"}]
[null,null,null,null,null,null,null,null,null,null,null,null,null,0.45,0.54483096521313079,1112,{"$f":"IF($N1096<0.2*(1000/'Scenario Setup'!$E$159-10),0,($N1096-0.2*(1000/'Scenario Setup'!$E$159-10))^2/($N1096+0.8*(1000/'Scenario Setup'!$E$159-10)))","v":{"$error":"#DIV/0!"}},{"$error":"#DIV/0!"},{"$error":"#DIV/0!"},{"$error":"#DIV/0!"},{"$error":"#DIV/0!"}]
[null,null,null,null,null,null,null,null,null,null,null,null,null,0.45,0.54532092111709951,1113,{"$f":"IF($N1097<0.2*(1000/'Scenario Setup'!$E$159-10),0,($N1097-0.2*(1000/'Scenario Setup'!$E$159-10))^2/($N1097+0.8*(1000/'Scenario Setup'!$E$159-10)))","v":{"$error":"#DIV/0!"}},{"$error":"#DIV/0!"},{"$error":"#DIV/0!"},{"$error":"#DIV/0!"},{"$error":"#DIV/0!"}]
[null,null,null,null,null,null,null,null,null,null,null,null,null,0.45,0.54581087702106812,1114,{"$f":"IF($N1098<0.2*(1000/'Scenario Setup'!$E$159-10),0,($N1098-0.2*(1000/'Scenario Setup'!$E$159-10))^2/($N1098+0.8*(1000/'Scenario Setup'!$E$159-10)))","v":{"$error":"#DIV/0!"}},{"$error":"#DIV/0!"},{"$error":"#DIV/0!"},{"$error":"#DIV/0!"},{"$error":"#DIV/0!"}]
[null,null,null,null,null,null,null,null,null,null,null,null,null,0.45,0.54630083292503673,1115,{"$f":"IF($N1099<0.2*(1000/'Scenario Setup'!$E$159-10),0,($N1099-0.2*(1000/'Scenario Setup'!$E$159-10))^2/($N1099+0.8*(1000/'Scenario Setup'!$E$159-10)))","v":{"$error":"#DIV/0!"}},{"$error":"#DIV/0!"},{"$error":"#DIV/0!"},{"$error":"#DIV/0!"},{"$error":"#DIV/0!"}]
[null,null,null,null,null,null,null,null,null,null,null,null,null,0.45,0.54679078882900534,1116,{"$f":"IF($N1100<0.2*(1000/'Scenario Setup'!$E$159-10),0,($N1100-0.2*(1000/'Scenario Setup'!$E$159-10))^2/($N1100+0.8*(1000/'Scenario Setup'!$E$159-10)))","v":{"$error":"#DIV/0!"}},{"$error":"#DIV/0!"},{"$error":"#DIV/0!"},{"$error":"#DIV/0!"},{"$error":"#DIV/0!"}]
[null,null,null,null,null,null,null,null,null,null,null,null,null,0.45,0.54728074473297406,1117,{"$f":"IF($N1101<0.2*(1000/'Scenario Setup'!$E$159-10),0,($N1101-0.2*(1000/'Scenario Setup'!$E$159-10))^2/($N1101+0.8*(1000/'Scenario Setup'!$E$159-10)))","v":{"$error":"#DIV/0!"}},{"$error":"#DIV/0!"},{"$error":"#DIV/0!"},{"$error":"#DIV/0!"},{"$error":"#DIV/0!"}]
[null,null,null,null,null,null,null,null,null,null,null,null,null,0.45,0.54777070063694266,1118,{"$f":"IF($N1102<0.2*(1000/'Scenario Setup'!$E$159-10),0,($N1102-0.2*(1000/'Scenario Setup'!$E$159-10))^2/($N1102+0.8*(1000/'Scenario Setup'!$E$159-10)))","v":{"$error":"#DIV/0!"}},{"$error":"#DIV/0!"},{"$error":"#DIV/0!"},{"$error":"#DIV/0!"},{"$error":"#DIV/0!"}]
[null,null,null,null,null,null,null,null,null,null,null,null,null,0.45,0.54826065654091127,1119,{"$f":"IF($N1103<0.2*(1000/'Scenario Setup'!$E$159-10),0,($N1103-0.2*(1000/'Scenario Setup'!$E$159-10))^2/($N1103+0.8*(1000/'Scenario Setup'!$E$159-10)))","v":{"$error":"#DIV/0!"}},{"$error":"#DIV/0!"},{"$error":"#DIV/0!"},{"$error":"#DIV/0!"},{"$error":"#DIV/0!"}]
[null,null,null,null,null,null,null,null,null,null,null,null,null,0.45,0.54875061244487999,1120,{"$f":"IF($N1104<0.2*(1000/'Scenario Setup'!$E$159-10),0,($N1104-0.2*(1000/'Scenario Setup'!$E$159-10))^2/($N1104+0.8*(1000/'Scenario Setup'!$E$159-10)))","v":{"$error":"#DIV/0!"}},{"$error":"#DIV/0!"},{"$error":"#DIV/0!"},{"$error":"#DIV/0!"},{"$error":"#DIV/0!"}]
[null,null,null,null,null,null,null,null,null,null,null,null,null,0.45,0.5492405683488486,1121,{"$f":"IF($N1105<0.2*(1000/'Scenario Setup'!$E$159-10),0,($N1105-0.2*(1000/'Scenario Setup'!$E$159-10))^2/($N1105+0.8*(1000/'Scenario Setup'!$E$159-10)))","v":{"$error":"#DIV/0!"}},{"$error":"#DIV/0!"},{"$error":"#DIV/0!"},{"$error":"#DIV/0!"},{"$error":"#DIV/0!"}]
[null,null,null,null,null,null,null,null,null,null,null,null,null,0.45,0.54973052425281721,1122,{"$f":"IF($N1106<0.2*(1000/'Scenario Setup'!$E$159-10),0,($N1106-0.2*(1000/'Scenario Setup'!$E$159-10))^2/($N1106+0.8*(1000/'Scenario Setup'!$E$159-10)))","v":{"$error":"#DIV/0!"}},{"$error":"#DIV/0!"},{"$error":"#DIV/0!"},{"$error":"#DIV/0!"},{"$error":"#DIV/0!"}]
[null,null,null,null,null,null,null,null,null,null,null,null,null,0.45,0.55022048015678593,1123,{"$f":"IF($N1107<0.2*(1000/'Scenario Setup'!$E$159-10),0,($N1107-0.2*(1000/'Scenario Setup'!$E$159-10))^2/($N1107+0.8*(1000/'Scenario Setup'!$E$159-10)))","v":{"$error":"#DIV/0!"}},{"$error":"#DIV/0!"},{"$error":"#DIV/0!"},{"$error":"#DIV/0!"},{"$error":"#DIV/0!"}]
[null,null,null,null,null,null,null,null,null,null,null,null,null,0.45,0.55071043606075454,1124,{"$f":"IF($N1108<0.2*(1000/'Scenario Setup'!$E$159-10),0,($N1108-0.2*(1000/'Scenario Setup'!$E$159-10))^2/($N1108+0.8*(1000/'Scenario Setup'!$E$159-10)))","v":{"$error":"#DIV/0!"}},{"$error":"#DIV/0!"},{"$error":"#DIV/0!"},{"$error":"#DIV/0!"},{"$error":"#DIV/0!"}]
[null,null,null,null,null,null,null,null,null,null,null,null,null,0.45,0.55120039196472315,1125,{"$f":"IF($N1109<0.2*(1000/'Scenario Setup'!$E$159-10),0,($N1109-0.2*(1000/'Scenario Setup'!$E$159-10))^2/($N1109+0.8*(1000/'Scenario Setup'!$E$159-10)))","v":{"$error":"#DIV/0!"}},{"$error":"#DIV/0!"},{"$error":"#DIV/0!"},{"$error":"#DIV/0!"},{"$error":"#DIV/0!"}]
[null,null,null,null,null,null,null,null,null,null,null,null,null,0.45,0.55169034786869187,1126,{"$f":"IF($N1110<0.2*(1000/'Scenario Setup'!$E$159-10),0,($N1110-0.2*(1000/'Scenario Setup'!$E$159-10))^2/($N1110+0.8*(1000/'Scenario Setup'!$E$159-10)))","v":{"$error":"#DIV/0!"}},{"$error":"#DIV/0!"},{"$error":"#DIV/0!"},{"$error":"#DIV/0!"},{"$error":"#DIV/0!"}]
[null,null,null,null,null,null,null,null,null,null,null,null,null,0.46,0.55218030377266047,1127,{"$f":"IF($N1111<0.2*(1000/'Scenario Setup'!$E$159-10),0,($N1111-0.2*(1000/'Scenario Setup'!$E$159-10))^2/($N1111+0.8*(1000/'Scenario Setup'!$E$159-10)))","v":{"$error":"#DIV/0!"}},{"$error":"#DIV/0!"},{"$error":"#DIV/0!"},{"$error":"#DIV/0!"},{"$error":"#DIV/0!"}]
[null,null,null,null,null,null,null,null,null,null,null,null,null,0.46,0.55267025967662908,1128,{"$f":"IF($N1112<0.2*(1000/'Scenario Setup'!$E$159-10),0,($N1112-0.2*(1000/'Scenario Setup'!$E$159-10))^2/($N1112+0.8*(1000/'Scenario Setup'!$E$159-10)))","v":{"$error":"#DIV/0!"}},{"$error":"#DIV/0!"},{"$error":"#DIV/0!"},{"$error":"#DIV/0!"},{"$error":"#DIV/0!"}]
[null,null,null,null,null,null,null,null,null,null,null,null,null,0.46,0.55316021558059769,1129,{"$f":"IF($N1113<0.2*(1000/'Scenario Setup'!$E$159-10),0,($N1113-0.2*(1000/'Scenario Setup'!$E$159-10))^2/($N1113+0.8*(1000/'Scenario Setup'!$E$159-10)))","v":{"$error":"#DIV/0!"}},{"$error":"#DIV/0!"},{"$error":"#DIV/0!"},{"$error":"#DIV/0!"},{"$error":"#DIV/0!"}]
[null,null,null,null,null,null,null,null,null,null,null,null,null,0.46,0.55365017148456641,1130,{"$f":"IF($N1114<0.2*(1000/'Scenario Setup'!$E$159-10),0,($N1114-0.2*(1000/'Scenario Setup'!$E$159-10))^2/($N1114+0.8*(1000/'Scenario Setup'!$E$159-10)))","v":{"$error":"#DIV/0!"}},{"$error":"#DIV/0!"},{"$error":"#DIV/0!"},{"$error":"#DIV/0!"},{"$error":"#DIV/0!"}]
[null,null,null,null,null,null,null,null,null,null,null,null,null,0.46,0.55414012738853502,1131,{"$f":"IF($N1115<0.2*(1000/'Scenario Setup'!$E$159-10),0,($N1115-0.2*(1000/'Scenario Setup'!$E$159-10))^2/($N1115+0.8*(1000/'Scenario Setup'!$E$159-10)))","v":{"$error":"#DIV/0!"}},{"$error":"#DIV/0!"},{"$error":"#DIV/0!"},{"$error":"#DIV/0!"},{"$error":"#DIV/0!"}]
[null,null,null,null,null,null,null,null,null,null,null,null,null,0.46,0.55463008329250363,1132,{"$f":"IF($N1116<0.2*(1000/'Scenario Setup'!$E$159-10),0,($N1116-0.2*(1000/'Scenario Setup'!$E$159-10))^2/($N1116+0.8*(1000/'Scenario Setup'!$E$159-10)))","v":{"$error":"#DIV/0!"}},{"$error":"#DIV/0!"},{"$error":"#DIV/0!"},{"$error":"#DIV/0!"},{"$error":"#DIV/0!"}]
[null,null,null,null,null,null,null,null,null,null,null,null,null,0.46,0.55512003919647235,1133,{"$f":"IF($N1117<0.2*(1000/'Scenario Setup'!$E$159-10),0,($N1117-0.2*(1000/'Scenario Setup'!$E$159-10))^2/($N1117+0.8*(1000/'Scenario Setup'!$E$159-10)))","v":{"$error":"#DIV/0!"}},{"$error":"#DIV/0!"},{"$error":"#DIV/0!"},{"$error":"#DIV/0!"},{"$error":"#DIV/0!"}]
[null,null,null,null,null,null,null,null,null,null,null,null,null,0.46,0.55560999510044096,1134,{"$f":"IF($N1118<0.2*(1000/'Scenario Setup'!$E$159-10),0,($N1118-0.2*(1000/'Scenario Setup'!$E$159-10))^2/($N1118+0.8*(1000/'Scenario Setup'!$E$159-10)))","v":{"$error":"#DIV/0!"}},{"$error":"#DIV/0!"},{"$error":"#DIV/0!"},{"$error":"#DIV/0!"},{"$error":"#DIV/0!"}]
[null,null,null,null,null,null,null,null,null,null,null,null,null,0.46,0.55609995100440957,1135,{"$f":"IF($N1119<0.2*(1000/'Scenario Setup'!$E$159-10),0,($N1119-0.2*(1000/'Scenario Setup'!$E$159-10))^2/($N1119+0.8*(1000/'Scenario Setup'!$E$159-10)))","v":{"$error":"#DIV/0!"}},{"$error":"#DIV/0!"},{"$error":"#DIV/0!"},{"$error":"#DIV/0!"},{"$error":"#DIV/0!"}]
[null,null,null,null,null,null,null,null,null,null,null,null,null,0.46,0.55658990690837828,1136,{"$f":"IF($N1120<0.2*(1000/'Scenario Setup'!$E$159-10),0,($N1120-0.2*(1000/'Scenario Setup'!$E$159-10))^2/($N1120+0.8*(1000/'Scenario Setup'!$E$159-10)))","v":{"$error":"#DIV/0!"}},{"$error":"#DIV/0!"},{"$error":"#DIV/0!"},{"$error":"#DIV/0!"},{"$error":"#DIV/0!"}]
[null,null,null,null,null,null,null,null,null,null,null,null,null,0.46,0.55707986281234689,1137,{"$f":"IF($N1121<0.2*(1000/'Scenario Setup'!$E$159-10),0,($N1121-0.2*(1000/'Scenario Setup'!$E$159-10))^2/($N1121+0.8*(1000/'Scenario Setup'!$E$159-10)))","v":{"$error":"#DIV/0!"}},{"$error":"#DIV/0!"},{"$error":"#DIV/0!"},{"$error":"#DIV/0!"},{"$error":"#DIV/0!"}]
[null,null,null,null,null,null,null,null,null,null,null,null,null,0.46,0.5575698187163155,1138,{"$f":"IF($N1122<0.2*(1000/'Scenario Setup'!$E$159-10),0,($N1122-0.2*(1000/'Scenario Setup'!$E$159-10))^2/($N1122+0.8*(1000/'Scenario Setup'!$E$159-10)))","v":{"$error":"#DIV/0!"}},{"$error":"#DIV/0!"},{"$error":"#DIV/0!"},{"$error":"#DIV/0!"},{"$error":"#DIV/0!"}]
[null,null,null,null,null,null,null,null,null,null,null,null,null,0.46,0.55805977462028422,1139,{"$f":"IF($N1123<0.2*(1000/'Scenario Setup'!$E$159-10),0,($N1123-0.2*(1000/'Scenario Setup'!$E$159-10))^2/($N1123+0.8*(1000/'Scenario Setup'!$E$159-10)))","v":{"$error":"#DIV/0!"}},{"$error":"#DIV/0!"},{"$error":"#DIV/0!"},{"$error":"#DIV/0!"},{"$error":"#DIV/0!"}]
[null,null,null,null,null,null,null,null,null,null,null,null,null,0.46,0.55854973052425283,1140,{"$f":"IF($N1124<0.2*(1000/'Scenario Setup'!$E$159-10),0,($N1124-0.2*(1000/'Scenario Setup'!$E$159-10))^2/($N1124+0.8*(1000/'Scenario Setup'!$E$159-10)))","v":{"$error":"#DIV/0!"}},{"$error":"#DIV/0!"},{"$error":"#DIV/0!"},{"$error":"#DIV/0!"},{"$error":"#DIV/0!"}]
[null,null,null,null,null,null,null,null,null,null,null,null,null,0.46,0.55903968642822144,1141,{"$f":"IF($N1125<0.2*(1000/'Scenario Setup'!$E$159-10),0,($N1125-0.2*(1000/'Scenario Setup'!$E$159-10))^2/($N1125+0.8*(1000/'Scenario Setup'!$E$159-10)))","v":{"$error":"#DIV/0!"}},{"$error":"#DIV/0!"},{"$error":"#DIV/0!"},{"$error":"#DIV/0!"},{"$error":"#DIV/0!"}]
[null,null,null,null,null,null,null,null,null,null,null,null,null,0.46,0.55952964233219016,1142,{"$f":"IF($N1126<0.2*(1000/'Scenario Setup'!$E$159-10),0,($N1126-0.2*(1000/'Scenario Setup'!$E$159-10))^2/($N1126+0.8*(1000/'Scenario Setup'!$E$159-10)))","v":{"$error":"#DIV/0!"}},{"$error":"#DIV/0!"},{"$error":"#DIV/0!"},{"$error":"#DIV/0!"},{"$error":"#DIV/0!"}]
[null,null,null,null,null,null,null,null,null,null,null,null,null,0.46,0.56001959823615877,1143,{"$f":"IF($N1127<0.2*(1000/'Scenario Setup'!$E$159-10),0,($N1127-0.2*(1000/'Scenario Setup'!$E$159-10))^2/($N1127+0.8*(1000/'Scenario Setup'!$E$159-10)))","v":{"$error":"#DIV/0!"}},{"$error":"#DIV/0!"},{"$error":"#DIV/0!"},{"$error":"#DIV/0!"},{"$error":"#DIV/0!"}]
[null,null,null,null,null,null,null,null,null,null,null,null,null,0.46,0.56050955414012738,1144,{"$f":"IF($N1128<0.2*(1000/'Scenario Setup'!$E$159-10),0,($N1128-0.2*(1000/'Scenario Setup'!$E$159-10))^2/($N1128+0.8*(1000/'Scenario Setup'!$E$159-10)))","v":{"$error":"#DIV/0!"}},{"$error":"#DIV/0!"},{"$error":"#DIV/0!"},{"$error":"#DIV/0!"},{"$error":"#DIV/0!"}]
[null,null,null,null,null,null,null,null,null,null,null,null,null,0.46,0.56099951004409598,1145,{"$f":"IF($N1129<0.2*(1000/'Scenario Setup'!$E$159-10),0,($N1129-0.2*(1000/'Scenario Setup'!$E$159-10))^2/($N1129+0.8*(1000/'Scenario Setup'!$E$159-10)))","v":{"$error":"#DIV/0!"}},{"$error":"#DIV/0!"},{"$error":"#DIV/0!"},{"$error":"#DIV/0!"},{"$error":"#DIV/0!"}]
[null,null,null,null,null,null,null,null,null,null,null,null,null,0.46,0.5614894659480647,1146,{"$f":"IF($N1130<0.2*(1000/'Scenario Setup'!$E$159-10),0,($N1130-0.2*(1000/'Scenario Setup'!$E$159-10))^2/($N1130+0.8*(1000/'Scenario Setup'!$E$159-10)))","v":{"$error":"#DIV/0!"}},{"$error":"#DIV/0!"},{"$error":"#DIV/0!"},{"$error":"#DIV/0!"},{"$error":"#DIV/0!"}]
[null,null,null,null,null,null,null,null,null,null,null,null,null,0.46,0.56197942185203331,1147,{"$f":"IF($N1131<0.2*(1000/'Scenario Setup'!$E$159-10),0,($N1131-0.2*(1000/'Scenario Setup'!$E$159-10))^2/($N1131+0.8*(1000/'Scenario Setup'!$E$159-10)))","v":{"$error":"#DIV/0!"}},{"$error":"#DIV/0!"},{"$error":"#DIV/0!"},{"$error":"#DIV/0!"},{"$error":"#DIV/0!"}]
[null,null,null,null,null,null,null,null,null,null,null,null,null,0.46,0.56246937775600192,1148,{"$f":"IF($N1132<0.2*(1000/'Scenario Setup'!$E$159-10),0,($N1132-0.2*(1000/'Scenario Setup'!$E$159-10))^2/($N1132+0.8*(1000/'Scenario Setup'!$E$159-10)))","v":{"$error":"#DIV/0!"}},{"$error":"#DIV/0!"},{"$error":"#DIV/0!"},{"$error":"#DIV/0!"},{"$error":"#DIV/0!"}]
[null,null,null,null,null,null,null,null,null,null,null,null,null,0.46,0.56295933365997064,1149,{"$f":"IF($N1133<0.2*(1000/'Scenario Setup'!$E$159-10),0,($N1133-0.2*(1000/'Scenario Setup'!$E$159-10))^2/($N1133+0.8*(1000/'Scenario Setup'!$E$159-10)))","v":{"$error":"#DIV/0!"}},{"$error":"#DIV/0!"},{"$error":"#DIV/0!"},{"$error":"#DIV/0!"},{"$error":"#DIV/0!"}]
[null,null,null,null,null,null,null,null,null,null,null,null,null,0.46,0.56344928956393925,1150,{"$f":"IF($N1134<0.2*(1000/'Scenario Setup'!$E$159-10),0,($N1134-0.2*(1000/'Scenario Setup'!$E$159-10))^2/($N1134+0.8*(1000/'Scenario Setup'!$E$159-10)))","v":{"$error":"#DIV/0!"}},{"$error":"#DIV/0!"},{"$error":"#DIV/0!"},{"$error":"#DIV/0!"},{"$error":"#DIV/0!"}]
[null,null,null,null,null,null,null,null,null,null,null,null,null,0.46,0.56393924546790786,1151,{"$f":"IF($N1135<0.2*(1000/'Scenario Setup'!$E$159-10),0,($N1135-0.2*(1000/'Scenario Setup'!$E$159-10))^2/($N1135+0.8*(1000/'Scenario Setup'!$E$159-10)))","v":{"$error":"#DIV/0!"}},{"$error":"#DIV/0!"},{"$error":"#DIV/0!"},{"$error":"#DIV/0!"},{"$error":"#DIV/0!"}]
[null,null,null,null,null,null,null,null,null,null,null,null,null,0.47,0.56442920137187658,1152,{"$f":"IF($N1136<0.2*(1000/'Scenario Setup'!$E$159-10),0,($N1136-0.2*(1000/'Scenario Setup'!$E$159-10))^2/($N1136+0.8*(1000/'Scenario Setup'!$E$159-10)))","v":{"$error":"#DIV/0!"}},{"$error":"#DIV/0!"},{"$error":"#DIV/0!"},{"$error":"#DIV/0!"},{"$error":"#DIV/0!"}]
[null,null,null,null,null,null,null,null,null,null,null,null,null,0.47,0.56491915727584519,1153,{"$f":"IF($N1137<0.2*(1000/'Scenario Setup'!$E$159-10),0,($N1137-0.2*(1000/'Scenario Setup'!$E$159-10))^2/($N1137+0.8*(1000/'Scenario Setup'!$E$159-10)))","v":{"$error":"#DIV/0!"}},{"$error":"#DIV/0!"},{"$error":"#DIV/0!"},{"$error":"#DIV/0!"},{"$error":"#DIV/0!"}]
[null,null,null,null,null,null,null,null,null,null,null,null,null,0.47,0.56540911317981379,1154,{"$f":"IF($N1138<0.2*(1000/'Scenario Setup'!$E$159-10),0,($N1138-0.2*(1000/'Scenario Setup'!$E$159-10))^2/($N1138+0.8*(1000/'Scenario Setup'!$E$159-10)))","v":{"$error":"#DIV/0!"}},{"$error":"#DIV/0!"},{"$error":"#DIV/0!"},{"$error":"#DIV/0!"},{"$error":"#DIV/0!"}]
[null,null,null,null,null,null,null,null,null,null,null,null,null,0.47,0.56589906908378251,1155,{"$f":"IF($N1139<0.2*(1000/'Scenario Setup'!$E$159-10),0,($N1139-0.2*(1000/'Scenario Setup'!$E$159-10))^2/($N1139+0.8*(1000/'Scenario Setup'!$E$159-10)))","v":{"$error":"#DIV/0!"}},{"$error":"#DIV/0!"},{"$error":"#DIV/0!"},{"$error":"#DIV/0!"},{"$error":"#DIV/0!"}]
[null,null,null,null,null,null,null,null,null,null,null,null,null,0.47,0.56638902498775112,1156,{"$f":"IF($N1140<0.2*(1000/'Scenario Setup'!$E$159-10),0,($N1140-0.2*(1000/'Scenario Setup'!$E$159-10))^2/($N1140+0.8*(1000/'Scenario Setup'!$E$159-10)))","v":{"$error":"#DIV/0!"}},{"$error":"#DIV/0!"},{"$error":"#DIV/0!"},{"$error":"#DIV/0!"},{"$error":"#DIV/0!"}]
[null,null,null,null,null,null,null,null,null,null,null,null,null,0.47,0.56687898089171973,1157,{"$f":"IF($N1141<0.2*(1000/'Scenario Setup'!$E$159-10),0,($N1141-0.2*(1000/'Scenario Setup'!$E$159-10))^2/($N1141+0.8*(1000/'Scenario Setup'!$E$159-10)))","v":{"$error":"#DIV/0!"}},{"$error":"#DIV/0!"},{"$error":"#DIV/0!"},{"$error":"#DIV/0!"},{"$error":"#DIV/0!"}]
[null,null,null,null,null,null,null,null,null,null,null,null,null,0.47,0.56736893679568834,1158,{"$f":"IF($N1142<0.2*(1000/'Scenario Setup'!$E$159-10),0,($N1142-0.2*(1000/'Scenario Setup'!$E$159-10))^2/($N1142+0.8*(1000/'Scenario Setup'!$E$159-10)))","v":{"$error":"#DIV/0!"}},{"$error":"#DIV/0!"},{"$error":"#DIV/0!"},{"$error":"#DIV/0!"},{"$error":"#DIV/0!"}]
[null,null,null,null,null,null,null,null,null,null,null,null,null,0.47,0.56785889269965706,1159,{"$f":"IF($N1143<0.2*(1000/'Scenario Setup'!$E$159-10),0,($N1143-0.2*(1000/'Scenario Setup'!$E$159-10))^2/($N1143+0.8*(1000/'Scenario Setup'!$E$159-10)))","v":{"$error":"#DIV/0!"}},{"$error":"#DIV/0!"},{"$error":"#DIV/0!"},{"$error":"#DIV/0!"},{"$error":"#DIV/0!"}]
[null,null,null,null,null,null,null,null,null,null,null,null,null,0.47,0.56834884860362567,1160,{"$f":"IF($N1144<0.2*(1000/'Scenario Setup'!$E$159-10),0,($N1144-0.2*(1000/'Scenario Setup'!$E$159-10))^2/($N1144+0.8*(1000/'Scenario Setup'!$E$159-10)))","v":{"$error":"#DIV/0!"}},{"$error":"#DIV/0!"},{"$error":"#DIV/0!"},{"$error":"#DIV/0!"},{"$error":"#DIV/0!"}]
[null,null,null,null,null,null,null,null,null,null,null,null,null,0.47,0.56883880450759428,1161,{"$f":"IF($N1145<0.2*(1000/'Scenario Setup'!$E$159-10),0,($N1145-0.2*(1000/'Scenario Setup'!$E$159-10))^2/($N1145+0.8*(1000/'Scenario Setup'!$E$159-10)))","v":{"$error":"#DIV/0!"}},{"$error":"#DIV/0!"},{"$error":"#DIV/0!"},{"$error":"#DIV/0!"},{"$error":"#DIV/0!"}]
[null,null,null,null,null,null,null,null,null,null,null,null,null,0.47,0.569328760411563,1162,{"$f":"IF($N1146<0.2*(1000/'Scenario Setup'!$E$159-10),0,($N1146-0.2*(1000/'Scenario Setup'!$E$159-10))^2/($N1146+0.8*(1000/'Scenario Setup'!$E$159-10)))","v":{"$error":"#DIV/0!"}},{"$error":"#DIV/0!"},{"$error":"#DIV/0!"},{"$error":"#DIV/0!"},{"$error":"#DIV/0!"}]
[null,null,null,null,null,null,null,null,null,null,null,null,null,0.47,0.5698187163155316,1163,{"$f":"IF($N1147<0.2*(1000/'Scenario Setup'!$E$159-10),0,($N1147-0.2*(1000/'Scenario Setup'!$E$159-10))^2/($N1147+0.8*(1000/'Scenario Setup'!$E$159-10)))","v":{"$error":"#DIV/0!"}},{"$error":"#DIV/0!"},{"$error":"#DIV/0!"},{"$error":"#DIV/0!"},{"$error":"#DIV/0!"}]
[null,null,null,null,null,null,null,null,null,null,null,null,null,0.48,0.57030867221950021,1164,{"$f":"IF($N1148<0.2*(1000/'Scenario Setup'!$E$159-10),0,($N1148-0.2*(1000/'Scenario Setup'!$E$159-10))^2/($N1148+0.8*(1000/'Scenario Setup'!$E$159-10)))","v":{"$error":"#DIV/0!"}},{"$error":"#DIV/0!"},{"$error":"#DIV/0!"},{"$error":"#DIV/0!"},{"$error":"#DIV/0!"}]
[null,null,null,null,null,null,null,null,null,null,null,null,null,0.48,0.57079862812346893,1165,{"$f":"IF($N1149<0.2*(1000/'Scenario Setup'!$E$159-10),0,($N1149-0.2*(1000/'Scenario Setup'!$E$159-10))^2/($N1149+0.8*(1000/'Scenario Setup'!$E$159-10)))","v":{"$error":"#DIV/0!"}},{"$error":"#DIV/0!"},{"$error":"#DIV/0!"},{"$error":"#DIV/0!"},{"$error":"#DIV/0!"}]
[null,null,null,null,null,null,null,null,null,null,null,null,null,0.48,0.57128858402743754,1166,{"$f":"IF($N1150<0.2*(1000/'Scenario Setup'!$E$159-10),0,($N1150-0.2*(1000/'Scenario Setup'!$E$159-10))^2/($N1150+0.8*(1000/'Scenario Setup'!$E$159-10)))","v":{"$error":"#DIV/0!"}},{"$error":"#DIV/0!"},{"$error":"#DIV/0!"},{"$error":"#DIV/0!"},{"$error":"#DIV/0!"}]
[null,null,null,null,null,null,null,null,null,null,null,null,null,0.48,0.57177853993140615,1167,{"$f":"IF($N1151<0.2*(1000/'Scenario Setup'!$E$159-10),0,($N1151-0.2*(1000/'Scenario Setup'!$E$159-10))^2/($N1151+0.8*(1000/'Scenario Setup'!$E$159-10)))","v":{"$error":"#DIV/0!"}},{"$error":"#DIV/0!"},{"$error":"#DIV/0!"},{"$error":"#DIV/0!"},{"$error":"#DIV/0!"}]
[null,null,null,null,null,null,null,null,null,null,null,null,null,0.48,0.57226849583537487,1168,{"$f":"IF($N1152<0.2*(1000/'Scenario Setup'!$E$159-10),0,($N1152-0.2*(1000/'Scenario Setup'!$E$159-10))^2/($N1152+0.8*(1000/'Scenario Setup'!$E$159-10)))","v":{"$error":"#DIV/0!"}},{"$error":"#DIV/0!"},{"$error":"#DIV/0!"},{"$error":"#DIV/0!"},{"$error":"#DIV/0!"}]
[null,null,null,null,null,null,null,null,null,null,null,null,null,0.48,0.57275845173934348,1169,{"$f":"IF($N1153<0.2*(1000/'Scenario Setup'!$E$159-10),0,($N1153-0.2*(1000/'Scenario Setup'!$E$159-10))^2/($N1153+0.8*(1000/'Scenario Setup'!$E$159-10)))","v":{"$error":"#DIV/0!"}},{"$error":"#DIV/0!"},{"$error":"#DIV/0!"},{"$error":"#DIV/0!"},{"$error":"#DIV/0!"}]
[null,null,null,null,null,null,null,null,null,null,null,null,null,0.48,0.57324840764331209,1170,{"$f":"IF($N1154<0.2*(1000/'Scenario Setup'!$E$159-10),0,($N1154-0.2*(1000/'Scenario Setup'!$E$159-10))^2/($N1154+0.8*(1000/'Scenario Setup'!$E$159-10)))","v":{"$error":"#DIV/0!"}},{"$error":"#DIV/0!"},{"$error":"#DIV/0!"},{"$error":"#DIV/0!"},{"$error":"#DIV/0!"}]
[null,null,null,null,null,null,null,null,null,null,null,null,null,0.48,0.57373836354728069,1171,{"$f":"IF($N1155<0.2*(1000/'Scenario Setup'!$E$159-10),0,($N1155-0.2*(1000/'Scenario Setup'!$E$159-10))^2/($N1155+0.8*(1000/'Scenario Setup'!$E$159-10)))","v":{"$error":"#DIV/0!"}},{"$error":"#DIV/0!"},{"$error":"#DIV/0!"},{"$error":"#DIV/0!"},{"$error":"#DIV/0!"}]
[null,null,null,null,null,null,null,null,null,null,null,null,null,0.48,0.57422831945124941,1172,{"$f":"IF($N1156<0.2*(1000/'Scenario Setup'!$E$159-10),0,($N1156-0.2*(1000/'Scenario Setup'!$E$159-10))^2/($N1156+0.8*(1000/'Scenario Setup'!$E$159-10)))","v":{"$error":"#DIV/0!"}},{"$f":"Q1156/SUM(Q$4:Q$2025)","v":{"$error":"#DIV/0!"}},{"$error":"#DIV/0!"},{"$error":"#DIV/0!"},{"$error":"#DIV/0!"}]
[null,null,null,null,null,null,null,null,null,null,null,null,null,0.48,{"$f":"P1157/2041","v":0.57471827535521802},1173,{"$f":"IF($N1157<0.2*(1000/'Scenario Setup'!$E$159-10),0,($N1157-0.2*(1000/'Scenario Setup'!$E$159-10))^2/($N1157+0.8*(1000/'Scenario Setup'!$E$159-10)))","v":{"$error":"#DIV/0!"}},{"$error":"#DIV/0!"},{"$f":"IF(Q1157>0,_xlfn.RANK.EQ(Q1157,$Q$4:$Q$2025,1),\"\")","v":{"$error":"#DIV/0!"}},{"$f":"IF(S1157=\"\",0,_xlfn.RANK.EQ(S1157,$S$4:$S$2025,1))","v":{"$error":"#DIV/0!"}},{"$f":"ROUND(T1157/COUNTIFS($Q$4:$Q$2025,\">0\"),2)","v":{"$error":"#DIV/0!"}}]
[null,null,null,null,null,null,null,null,null,null,null,null,null,0.48,0.57520823125918663,1174,{"$f":"IF($N1158<0.2*(1000/'Scenario Setup'!$E$159-10),0,($N1158-0.2*(1000/'Scenario Setup'!$E$159-10))^2/($N1158+0.8*(1000/'Scenario Setup'!$E$159-10)))","v":{"$error":"#DIV/0!"}},{"$error":"#DIV/0!"},{"$error":"#DIV/0!"},{"$error":"#DIV/0!"},{"$error":"#DIV/0!"}]
[null,null,null,null,null,null,null,null,null,null,null,null,null,0.48,0.57569818716315535,1175,{"$f":"IF($N1159<0.2*(1000/'Scenario Setup'!$E$159-10),0,($N1159-0.2*(1000/'Scenario Setup'!$E$159-10))^2/($N1159+0.8*(1000/'Scenario Setup'!$E$159-10)))","v":{"$error":"#DIV/0!"}},{"$error":"#DIV/0!"},{"$error":"#DIV/0!"},{"$error":"#DIV/0!"},{"$error":"#DIV/0!"}]
[null,null,null,null,null,null,null,null,null,null,null,null,null,0.48,0.57618814306712396,1176,{"$f":"IF($N1160<0.2*(1000/'Scenario Setup'!$E$159-10),0,($N1160-0.2*(1000/'Scenario Setup'!$E$159-10))^2/($N1160+0.8*(1000/'Scenario Setup'!$E$159-10)))","v":{"$error":"#DIV/0!"}},{"$error":"#DIV/0!"},{"$error":"#DIV/0!"},{"$error":"#DIV/0!"},{"$error":"#DIV/0!"}]
[null,null,null,null,null,null,null,null,null,null,null,null,null,0.48,0.57667809897109257,1177,{"$f":"IF($N1161<0.2*(1000/'Scenario Setup'!$E$159-10),0,($N1161-0.2*(1000/'Scenario Setup'!$E$159-10))^2/($N1161+0.8*(1000/'Scenario Setup'!$E$159-10)))","v":{"$error":"#DIV/0!"}},{"$error":"#DIV/0!"},{"$error":"#DIV/0!"},{"$error":"#DIV/0!"},{"$error":"#DIV/0!"}]
[null,null,null,null,null,null,null,null,null,null,null,null,null,0.48,0.57716805487506129,1178,{"$f":"IF($N1162<0.2*(1000/'Scenario Setup'!$E$159-10),0,($N1162-0.2*(1000/'Scenario Setup'!$E$159-10))^2/($N1162+0.8*(1000/'Scenario Setup'!$E$159-10)))","v":{"$error":"#DIV/0!"}},{"$error":"#DIV/0!"},{"$error":"#DIV/0!"},{"$error":"#DIV/0!"},{"$error":"#DIV/0!"}]
[null,null,null,null,null,null,null,null,null,null,null,null,null,0.48,0.5776580107790299,1179,{"$f":"IF($N1163<0.2*(1000/'Scenario Setup'!$E$159-10),0,($N1163-0.2*(1000/'Scenario Setup'!$E$159-10))^2/($N1163+0.8*(1000/'Scenario Setup'!$E$159-10)))","v":{"$error":"#DIV/0!"}},{"$error":"#DIV/0!"},{"$error":"#DIV/0!"},{"$error":"#DIV/0!"},{"$error":"#DIV/0!"}]
[null,null,null,null,null,null,null,null,null,null,null,null,null,0.48,0.5781479666829985,1180,{"$f":"IF($N1164<0.2*(1000/'Scenario Setup'!$E$159-10),0,($N1164-0.2*(1000/'Scenario Setup'!$E$159-10))^2/($N1164+0.8*(1000/'Scenario Setup'!$E$159-10)))","v":{"$error":"#DIV/0!"}},{"$error":"#DIV/0!"},{"$error":"#DIV/0!"},{"$error":"#DIV/0!"},{"$error":"#DIV/0!"}]
[null,null,null,null,null,null,null,null,null,null,null,null,null,0.48,0.57863792258696722,1181,{"$f":"IF($N1165<0.2*(1000/'Scenario Setup'!$E$159-10),0,($N1165-0.2*(1000/'Scenario Setup'!$E$159-10))^2/($N1165+0.8*(1000/'Scenario Setup'!$E$159-10)))","v":{"$error":"#DIV/0!"}},{"$error":"#DIV/0!"},{"$error":"#DIV/0!"},{"$error":"#DIV/0!"},{"$error":"#DIV/0!"}]
[null,null,null,null,null,null,null,null,null,null,null,null,null,0.48,0.57912787849093583,1182,{"$f":"IF($N1166<0.2*(1000/'Scenario Setup'!$E$159-10),0,($N1166-0.2*(1000/'Scenario Setup'!$E$159-10))^2/($N1166+0.8*(1000/'Scenario Setup'!$E$159-10)))","v":{"$error":"#DIV/0!"}},{"$error":"#DIV/0!"},{"$error":"#DIV/0!"},{"$error":"#DIV/0!"},{"$error":"#DIV/0!"}]
[null,null,null,null,null,null,null,null,null,null,null,null,null,0.49,0.57961783439490444,1183,{"$f":"IF($N1167<0.2*(1000/'Scenario Setup'!$E$159-10),0,($N1167-0.2*(1000/'Scenario Setup'!$E$159-10))^2/($N1167+0.8*(1000/'Scenario Setup'!$E$159-10)))","v":{"$error":"#DIV/0!"}},{"$error":"#DIV/0!"},{"$error":"#DIV/0!"},{"$error":"#DIV/0!"},{"$error":"#DIV/0!"}]
[null,null,null,null,null,null,null,null,null,null,null,null,null,0.49,0.58010779029887305,1184,{"$f":"IF($N1168<0.2*(1000/'Scenario Setup'!$E$159-10),0,($N1168-0.2*(1000/'Scenario Setup'!$E$159-10))^2/($N1168+0.8*(1000/'Scenario Setup'!$E$159-10)))","v":{"$error":"#DIV/0!"}},{"$error":"#DIV/0!"},{"$error":"#DIV/0!"},{"$error":"#DIV/0!"},{"$error":"#DIV/0!"}]
[null,null,null,null,null,null,null,null,null,null,null,null,null,0.49,0.58059774620284177,1185,{"$f":"IF($N1169<0.2*(1000/'Scenario Setup'!$E$159-10),0,($N1169-0.2*(1000/'Scenario Setup'!$E$159-10))^2/($N1169+0.8*(1000/'Scenario Setup'!$E$159-10)))","v":{"$error":"#DIV/0!"}},{"$error":"#DIV/0!"},{"$error":"#DIV/0!"},{"$error":"#DIV/0!"},{"$error":"#DIV/0!"}]
[null,null,null,null,null,null,null,null,null,null,null,null,null,0.49,0.58108770210681038,1186,{"$f":"IF($N1170<0.2*(1000/'Scenario Setup'!$E$159-10),0,($N1170-0.2*(1000/'Scenario Setup'!$E$159-10))^2/($N1170+0.8*(1000/'Scenario Setup'!$E$159-10)))","v":{"$error":"#DIV/0!"}},{"$error":"#DIV/0!"},{"$error":"#DIV/0!"},{"$error":"#DIV/0!"},{"$error":"#DIV/0!"}]
[null,null,null,null,null,null,null,null,null,null,null,null,null,0.49,0.58157765801077899,1187,{"$f":"IF($N1171<0.2*(1000/'Scenario Setup'!$E$159-10),0,($N1171-0.2*(1000/'Scenario Setup'!$E$159-10))^2/($N1171+0.8*(1000/'Scenario Setup'!$E$159-10)))","v":{"$error":"#DIV/0!"}},{"$error":"#DIV/0!"},{"$error":"#DIV/0!"},{"$error":"#DIV/0!"},{"$error":"#DIV/0!"}]
[null,null,null,null,null,null,null,null,null,null,null,null,null,0.49,0.58206761391474771,1188,{"$f":"IF($N1172<0.2*(1000/'Scenario Setup'!$E$159-10),0,($N1172-0.2*(1000/'Scenario Setup'!$E$159-10))^2/($N1172+0.8*(1000/'Scenario Setup'!$E$159-10)))","v":{"$error":"#DIV/0!"}},{"$error":"#DIV/0!"},{"$error":"#DIV/0!"},{"$error":"#DIV/0!"},{"$error":"#DIV/0!"}]
[null,null,null,null,null,null,null,null,null,null,null,null,null,0.49,0.58255756981871631,1189,{"$f":"IF($N1173<0.2*(1000/'Scenario Setup'!$E$159-10),0,($N1173-0.2*(1000/'Scenario Setup'!$E$159-10))^2/($N1173+0.8*(1000/'Scenario Setup'!$E$159-10)))","v":{"$error":"#DIV/0!"}},{"$error":"#DIV/0!"},{"$error":"#DIV/0!"},{"$error":"#DIV/0!"},{"$error":"#DIV/0!"}]
[null,null,null,null,null,null,null,null,null,null,null,null,null,0.49,0.58304752572268492,1190,{"$f":"IF($N1174<0.2*(1000/'Scenario Setup'!$E$159-10),0,($N1174-0.2*(1000/'Scenario Setup'!$E$159-10))^2/($N1174+0.8*(1000/'Scenario Setup'!$E$159-10)))","v":{"$error":"#DIV/0!"}},{"$error":"#DIV/0!"},{"$error":"#DIV/0!"},{"$error":"#DIV/0!"},{"$error":"#DIV/0!"}]
[null,null,null,null,null,null,null,null,null,null,null,null,null,0.49,0.58353748162665364,1191,{"$f":"IF($N1175<0.2*(1000/'Scenario Setup'!$E$159-10),0,($N1175-0.2*(1000/'Scenario Setup'!$E$159-10))^2/($N1175+0.8*(1000/'Scenario Setup'!$E$159-10)))","v":{"$error":"#DIV/0!"}},{"$error":"#DIV/0!"},{"$error":"#DIV/0!"},{"$error":"#DIV/0!"},{"$error":"#DIV/0!"}]
[null,null,null,null,null,null,null,null,null,null,null,null,null,0.49,0.58402743753062225,1192,{"$f":"IF($N1176<0.2*(1000/'Scenario Setup'!$E$159-10),0,($N1176-0.2*(1000/'Scenario Setup'!$E$159-10))^2/($N1176+0.8*(1000/'Scenario Setup'!$E$159-10)))","v":{"$error":"#DIV/0!"}},{"$error":"#DIV/0!"},{"$error":"#DIV/0!"},{"$error":"#DIV/0!"},{"$error":"#DIV/0!"}]
[null,null,null,null,null,null,null,null,null,null,null,null,null,0.49,0.58451739343459086,1193,{"$f":"IF($N1177<0.2*(1000/'Scenario Setup'!$E$159-10),0,($N1177-0.2*(1000/'Scenario Setup'!$E$159-10))^2/($N1177+0.8*(1000/'Scenario Setup'!$E$159-10)))","v":{"$error":"#DIV/0!"}},{"$error":"#DIV/0!"},{"$error":"#DIV/0!"},{"$error":"#DIV/0!"},{"$error":"#DIV/0!"}]
[null,null,null,null,null,null,null,null,null,null,null,null,null,0.49,0.58500734933855958,1194,{"$f":"IF($N1178<0.2*(1000/'Scenario Setup'!$E$159-10),0,($N1178-0.2*(1000/'Scenario Setup'!$E$159-10))^2/($N1178+0.8*(1000/'Scenario Setup'!$E$159-10)))","v":{"$error":"#DIV/0!"}},{"$error":"#DIV/0!"},{"$error":"#DIV/0!"},{"$error":"#DIV/0!"},{"$error":"#DIV/0!"}]
[null,null,null,null,null,null,null,null,null,null,null,null,null,0.49,0.58549730524252819,1195,{"$f":"IF($N1179<0.2*(1000/'Scenario Setup'!$E$159-10),0,($N1179-0.2*(1000/'Scenario Setup'!$E$159-10))^2/($N1179+0.8*(1000/'Scenario Setup'!$E$159-10)))","v":{"$error":"#DIV/0!"}},{"$error":"#DIV/0!"},{"$error":"#DIV/0!"},{"$error":"#DIV/0!"},{"$error":"#DIV/0!"}]
[null,null,null,null,null,null,null,null,null,null,null,null,null,0.49,0.5859872611464968,1196,{"$f":"IF($N1180<0.2*(1000/'Scenario Setup'!$E$159-10),0,($N1180-0.2*(1000/'Scenario Setup'!$E$159-10))^2/($N1180+0.8*(1000/'Scenario Setup'!$E$159-10)))","v":{"$error":"#DIV/0!"}},{"$error":"#DIV/0!"},{"$error":"#DIV/0!"},{"$error":"#DIV/0!"},{"$error":"#DIV/0!"}]
[null,null,null,null,null,null,null,null,null,null,null,null,null,0.5,0.5864772170504654,1197,{"$f":"IF($N1181<0.2*(1000/'Scenario Setup'!$E$159-10),0,($N1181-0.2*(1000/'Scenario Setup'!$E$159-10))^2/($N1181+0.8*(1000/'Scenario Setup'!$E$159-10)))","v":{"$error":"#DIV/0!"}},{"$error":"#DIV/0!"},{"$error":"#DIV/0!"},{"$error":"#DIV/0!"},{"$error":"#DIV/0!"}]
[null,null,null,null,null,null,null,null,null,null,null,null,null,0.5,0.58696717295443412,1198,{"$f":"IF($N1182<0.2*(1000/'Scenario Setup'!$E$159-10),0,($N1182-0.2*(1000/'Scenario Setup'!$E$159-10))^2/($N1182+0.8*(1000/'Scenario Setup'!$E$159-10)))","v":{"$error":"#DIV/0!"}},{"$error":"#DIV/0!"},{"$error":"#DIV/0!"},{"$error":"#DIV/0!"},{"$error":"#DIV/0!"}]
[null,null,null,null,null,null,null,null,null,null,null,null,null,0.5,0.58745712885840273,1199,{"$f":"IF($N1183<0.2*(1000/'Scenario Setup'!$E$159-10),0,($N1183-0.2*(1000/'Scenario Setup'!$E$159-10))^2/($N1183+0.8*(1000/'Scenario Setup'!$E$159-10)))","v":{"$error":"#DIV/0!"}},{"$error":"#DIV/0!"},{"$error":"#DIV/0!"},{"$error":"#DIV/0!"},{"$error":"#DIV/0!"}]
[null,null,null,null,null,null,null,null,null,null,null,null,null,0.5,0.58794708476237134,1200,{"$f":"IF($N1184<0.2*(1000/'Scenario Setup'!$E$159-10),0,($N1184-0.2*(1000/'Scenario Setup'!$E$159-10))^2/($N1184+0.8*(1000/'Scenario Setup'!$E$159-10)))","v":{"$error":"#DIV/0!"}},{"$error":"#DIV/0!"},{"$error":"#DIV/0!"},{"$error":"#DIV/0!"},{"$error":"#DIV/0!"}]
[null,null,null,null,null,null,null,null,null,null,null,null,null,0.5,0.58843704066634006,1201,{"$f":"IF($N1185<0.2*(1000/'Scenario Setup'!$E$159-10),0,($N1185-0.2*(1000/'Scenario Setup'!$E$159-10))^2/($N1185+0.8*(1000/'Scenario Setup'!$E$159-10)))","v":{"$error":"#DIV/0!"}},{"$error":"#DIV/0!"},{"$error":"#DIV/0!"},{"$error":"#DIV/0!"},{"$error":"#DIV/0!"}]
[null,null,null,null,null,null,null,null,null,null,null,null,null,0.5,0.58892699657030867,1202,{"$f":"IF($N1186<0.2*(1000/'Scenario Setup'!$E$159-10),0,($N1186-0.2*(1000/'Scenario Setup'!$E$159-10))^2/($N1186+0.8*(1000/'Scenario Setup'!$E$159-10)))","v":{"$error":"#DIV/0!"}},{"$error":"#DIV/0!"},{"$error":"#DIV/0!"},{"$error":"#DIV/0!"},{"$error":"#DIV/0!"}]
[null,null,null,null,null,null,null,null,null,null,null,null,null,0.5,0.58941695247427728,1203,{"$f":"IF($N1187<0.2*(1000/'Scenario Setup'!$E$159-10),0,($N1187-0.2*(1000/'Scenario Setup'!$E$159-10))^2/($N1187+0.8*(1000/'Scenario Setup'!$E$159-10)))","v":{"$error":"#DIV/0!"}},{"$error":"#DIV/0!"},{"$error":"#DIV/0!"},{"$error":"#DIV/0!"},{"$error":"#DIV/0!"}]
[null,null,null,null,null,null,null,null,null,null,null,null,null,0.5,0.589906908378246,1204,{"$f":"IF($N1188<0.2*(1000/'Scenario Setup'!$E$159-10),0,($N1188-0.2*(1000/'Scenario Setup'!$E$159-10))^2/($N1188+0.8*(1000/'Scenario Setup'!$E$159-10)))","v":{"$error":"#DIV/0!"}},{"$error":"#DIV/0!"},{"$error":"#DIV/0!"},{"$error":"#DIV/0!"},{"$error":"#DIV/0!"}]
[null,null,null,null,null,null,null,null,null,null,null,null,null,0.5,0.59039686428221461,1205,{"$f":"IF($N1189<0.2*(1000/'Scenario Setup'!$E$159-10),0,($N1189-0.2*(1000/'Scenario Setup'!$E$159-10))^2/($N1189+0.8*(1000/'Scenario Setup'!$E$159-10)))","v":{"$error":"#DIV/0!"}},{"$error":"#DIV/0!"},{"$error":"#DIV/0!"},{"$error":"#DIV/0!"},{"$error":"#DIV/0!"}]
[null,null,null,null,null,null,null,null,null,null,null,null,null,0.5,0.59088682018618321,1206,{"$f":"IF($N1190<0.2*(1000/'Scenario Setup'!$E$159-10),0,($N1190-0.2*(1000/'Scenario Setup'!$E$159-10))^2/($N1190+0.8*(1000/'Scenario Setup'!$E$159-10)))","v":{"$error":"#DIV/0!"}},{"$error":"#DIV/0!"},{"$error":"#DIV/0!"},{"$error":"#DIV/0!"},{"$error":"#DIV/0!"}]
[null,null,null,null,null,null,null,null,null,null,null,null,null,0.5,0.59137677609015193,1207,{"$f":"IF($N1191<0.2*(1000/'Scenario Setup'!$E$159-10),0,($N1191-0.2*(1000/'Scenario Setup'!$E$159-10))^2/($N1191+0.8*(1000/'Scenario Setup'!$E$159-10)))","v":{"$error":"#DIV/0!"}},{"$error":"#DIV/0!"},{"$error":"#DIV/0!"},{"$error":"#DIV/0!"},{"$error":"#DIV/0!"}]
[null,null,null,null,null,null,null,null,null,null,null,null,null,0.5,0.59186673199412054,1208,{"$f":"IF($N1192<0.2*(1000/'Scenario Setup'!$E$159-10),0,($N1192-0.2*(1000/'Scenario Setup'!$E$159-10))^2/($N1192+0.8*(1000/'Scenario Setup'!$E$159-10)))","v":{"$error":"#DIV/0!"}},{"$error":"#DIV/0!"},{"$error":"#DIV/0!"},{"$error":"#DIV/0!"},{"$error":"#DIV/0!"}]
[null,null,null,null,null,null,null,null,null,null,null,null,null,0.5,0.59235668789808915,1209,{"$f":"IF($N1193<0.2*(1000/'Scenario Setup'!$E$159-10),0,($N1193-0.2*(1000/'Scenario Setup'!$E$159-10))^2/($N1193+0.8*(1000/'Scenario Setup'!$E$159-10)))","v":{"$error":"#DIV/0!"}},{"$error":"#DIV/0!"},{"$error":"#DIV/0!"},{"$error":"#DIV/0!"},{"$error":"#DIV/0!"}]
[null,null,null,null,null,null,null,null,null,null,null,null,null,0.5,0.59284664380205776,1210,{"$f":"IF($N1194<0.2*(1000/'Scenario Setup'!$E$159-10),0,($N1194-0.2*(1000/'Scenario Setup'!$E$159-10))^2/($N1194+0.8*(1000/'Scenario Setup'!$E$159-10)))","v":{"$error":"#DIV/0!"}},{"$error":"#DIV/0!"},{"$error":"#DIV/0!"},{"$error":"#DIV/0!"},{"$error":"#DIV/0!"}]
[null,null,null,null,null,null,null,null,null,null,null,null,null,0.5,0.59333659970602648,1211,{"$f":"IF($N1195<0.2*(1000/'Scenario Setup'!$E$159-10),0,($N1195-0.2*(1000/'Scenario Setup'!$E$159-10))^2/($N1195+0.8*(1000/'Scenario Setup'!$E$159-10)))","v":{"$error":"#DIV/0!"}},{"$error":"#DIV/0!"},{"$error":"#DIV/0!"},{"$error":"#DIV/0!"},{"$error":"#DIV/0!"}]
[null,null,null,null,null,null,null,null,null,null,null,null,null,0.5,0.59382655560999509,1212,{"$f":"IF($N1196<0.2*(1000/'Scenario Setup'!$E$159-10),0,($N1196-0.2*(1000/'Scenario Setup'!$E$159-10))^2/($N1196+0.8*(1000/'Scenario Setup'!$E$159-10)))","v":{"$error":"#DIV/0!"}},{"$error":"#DIV/0!"},{"$error":"#DIV/0!"},{"$error":"#DIV/0!"},{"$error":"#DIV/0!"}]
[null,null,null,null,null,null,null,null,null,null,null,null,null,0.5,0.5943165115139637,1213,{"$f":"IF($N1197<0.2*(1000/'Scenario Setup'!$E$159-10),0,($N1197-0.2*(1000/'Scenario Setup'!$E$159-10))^2/($N1197+0.8*(1000/'Scenario Setup'!$E$159-10)))","v":{"$error":"#DIV/0!"}},{"$error":"#DIV/0!"},{"$error":"#DIV/0!"},{"$error":"#DIV/0!"},{"$error":"#DIV/0!"}]
[null,null,null,null,null,null,null,null,null,null,null,null,null,0.5,0.59480646741793242,1214,{"$f":"IF($N1198<0.2*(1000/'Scenario Setup'!$E$159-10),0,($N1198-0.2*(1000/'Scenario Setup'!$E$159-10))^2/($N1198+0.8*(1000/'Scenario Setup'!$E$159-10)))","v":{"$error":"#DIV/0!"}},{"$error":"#DIV/0!"},{"$error":"#DIV/0!"},{"$error":"#DIV/0!"},{"$error":"#DIV/0!"}]
[null,null,null,null,null,null,null,null,null,null,null,null,null,0.5,0.59529642332190102,1215,{"$f":"IF($N1199<0.2*(1000/'Scenario Setup'!$E$159-10),0,($N1199-0.2*(1000/'Scenario Setup'!$E$159-10))^2/($N1199+0.8*(1000/'Scenario Setup'!$E$159-10)))","v":{"$error":"#DIV/0!"}},{"$error":"#DIV/0!"},{"$error":"#DIV/0!"},{"$error":"#DIV/0!"},{"$error":"#DIV/0!"}]
[null,null,null,null,null,null,null,null,null,null,null,null,null,0.5,0.59578637922586963,1216,{"$f":"IF($N1200<0.2*(1000/'Scenario Setup'!$E$159-10),0,($N1200-0.2*(1000/'Scenario Setup'!$E$159-10))^2/($N1200+0.8*(1000/'Scenario Setup'!$E$159-10)))","v":{"$error":"#DIV/0!"}},{"$error":"#DIV/0!"},{"$error":"#DIV/0!"},{"$error":"#DIV/0!"},{"$error":"#DIV/0!"}]
[null,null,null,null,null,null,null,null,null,null,null,null,null,0.5,0.59627633512983835,1217,{"$f":"IF($N1201<0.2*(1000/'Scenario Setup'!$E$159-10),0,($N1201-0.2*(1000/'Scenario Setup'!$E$159-10))^2/($N1201+0.8*(1000/'Scenario Setup'!$E$159-10)))","v":{"$error":"#DIV/0!"}},{"$error":"#DIV/0!"},{"$error":"#DIV/0!"},{"$error":"#DIV/0!"},{"$error":"#DIV/0!"}]
[null,null,null,null,null,null,null,null,null,null,null,null,null,0.5,0.59676629103380696,1218,{"$f":"IF($N1202<0.2*(1000/'Scenario Setup'!$E$159-10),0,($N1202-0.2*(1000/'Scenario Setup'!$E$159-10))^2/($N1202+0.8*(1000/'Scenario Setup'!$E$159-10)))","v":{"$error":"#DIV/0!"}},{"$error":"#DIV/0!"},{"$error":"#DIV/0!"},{"$error":"#DIV/0!"},{"$error":"#DIV/0!"}]
[null,null,null,null,null,null,null,null,null,null,null,null,null,0.5,0.59725624693777557,1219,{"$f":"IF($N1203<0.2*(1000/'Scenario Setup'!$E$159-10),0,($N1203-0.2*(1000/'Scenario Setup'!$E$159-10))^2/($N1203+0.8*(1000/'Scenario Setup'!$E$159-10)))","v":{"$error":"#DIV/0!"}},{"$error":"#DIV/0!"},{"$error":"#DIV/0!"},{"$error":"#DIV/0!"},{"$error":"#DIV/0!"}]
[null,null,null,null,null,null,null,null,null,null,null,null,null,0.5,0.59774620284174429,1220,{"$f":"IF($N1204<0.2*(1000/'Scenario Setup'!$E$159-10),0,($N1204-0.2*(1000/'Scenario Setup'!$E$159-10))^2/($N1204+0.8*(1000/'Scenario Setup'!$E$159-10)))","v":{"$error":"#DIV/0!"}},{"$error":"#DIV/0!"},{"$error":"#DIV/0!"},{"$error":"#DIV/0!"},{"$error":"#DIV/0!"}]
[null,null,null,null,null,null,null,null,null,null,null,null,null,0.5,0.5982361587457129,1221,{"$f":"IF($N1205<0.2*(1000/'Scenario Setup'!$E$159-10),0,($N1205-0.2*(1000/'Scenario Setup'!$E$159-10))^2/($N1205+0.8*(1000/'Scenario Setup'!$E$159-10)))","v":{"$error":"#DIV/0!"}},{"$error":"#DIV/0!"},{"$error":"#DIV/0!"},{"$error":"#DIV/0!"},{"$error":"#DIV/0!"}]
[null,null,null,null,null,null,null,null,null,null,null,null,null,0.51,0.59872611464968151,1222,{"$f":"IF($N1206<0.2*(1000/'Scenario Setup'!$E$159-10),0,($N1206-0.2*(1000/'Scenario Setup'!$E$159-10))^2/($N1206+0.8*(1000/'Scenario Setup'!$E$159-10)))","v":{"$error":"#DIV/0!"}},{"$error":"#DIV/0!"},{"$error":"#DIV/0!"},{"$error":"#DIV/0!"},{"$error":"#DIV/0!"}]
[null,null,null,null,null,null,null,null,null,null,null,null,null,0.51,0.59921607055365023,1223,{"$f":"IF($N1207<0.2*(1000/'Scenario Setup'!$E$159-10),0,($N1207-0.2*(1000/'Scenario Setup'!$E$159-10))^2/($N1207+0.8*(1000/'Scenario Setup'!$E$159-10)))","v":{"$error":"#DIV/0!"}},{"$error":"#DIV/0!"},{"$error":"#DIV/0!"},{"$error":"#DIV/0!"},{"$error":"#DIV/0!"}]
[null,null,null,null,null,null,null,null,null,null,null,null,null,0.51,0.59970602645761883,1224,{"$f":"IF($N1208<0.2*(1000/'Scenario Setup'!$E$159-10),0,($N1208-0.2*(1000/'Scenario Setup'!$E$159-10))^2/($N1208+0.8*(1000/'Scenario Setup'!$E$159-10)))","v":{"$error":"#DIV/0!"}},{"$error":"#DIV/0!"},{"$error":"#DIV/0!"},{"$error":"#DIV/0!"},{"$error":"#DIV/0!"}]
[null,null,null,null,null,null,null,null,null,null,null,null,null,0.51,0.60019598236158744,1225,{"$f":"IF($N1209<0.2*(1000/'Scenario Setup'!$E$159-10),0,($N1209-0.2*(1000/'Scenario Setup'!$E$159-10))^2/($N1209+0.8*(1000/'Scenario Setup'!$E$159-10)))","v":{"$error":"#DIV/0!"}},{"$error":"#DIV/0!"},{"$error":"#DIV/0!"},{"$error":"#DIV/0!"},{"$error":"#DIV/0!"}]
[null,null,null,null,null,null,null,null,null,null,null,null,null,0.51,0.60068593826555605,1226,{"$f":"IF($N1210<0.2*(1000/'Scenario Setup'!$E$159-10),0,($N1210-0.2*(1000/'Scenario Setup'!$E$159-10))^2/($N1210+0.8*(1000/'Scenario Setup'!$E$159-10)))","v":{"$error":"#DIV/0!"}},{"$error":"#DIV/0!"},{"$error":"#DIV/0!"},{"$error":"#DIV/0!"},{"$error":"#DIV/0!"}]
[null,null,null,null,null,null,null,null,null,null,null,null,null,0.51,0.60117589416952477,1227,{"$f":"IF($N1211<0.2*(1000/'Scenario Setup'!$E$159-10),0,($N1211-0.2*(1000/'Scenario Setup'!$E$159-10))^2/($N1211+0.8*(1000/'Scenario Setup'!$E$159-10)))","v":{"$error":"#DIV/0!"}},{"$error":"#DIV/0!"},{"$error":"#DIV/0!"},{"$error":"#DIV/0!"},{"$error":"#DIV/0!"}]
[null,null,null,null,null,null,null,null,null,null,null,null,null,0.51,0.60166585007349338,1228,{"$f":"IF($N1212<0.2*(1000/'Scenario Setup'!$E$159-10),0,($N1212-0.2*(1000/'Scenario Setup'!$E$159-10))^2/($N1212+0.8*(1000/'Scenario Setup'!$E$159-10)))","v":{"$error":"#DIV/0!"}},{"$error":"#DIV/0!"},{"$error":"#DIV/0!"},{"$error":"#DIV/0!"},{"$error":"#DIV/0!"}]
[null,null,null,null,null,null,null,null,null,null,null,null,null,0.51,0.60215580597746199,1229,{"$f":"IF($N1213<0.2*(1000/'Scenario Setup'!$E$159-10),0,($N1213-0.2*(1000/'Scenario Setup'!$E$159-10))^2/($N1213+0.8*(1000/'Scenario Setup'!$E$159-10)))","v":{"$error":"#DIV/0!"}},{"$error":"#DIV/0!"},{"$error":"#DIV/0!"},{"$error":"#DIV/0!"},{"$error":"#DIV/0!"}]
[null,null,null,null,null,null,null,null,null,null,null,null,null,0.51,0.60264576188143071,1230,{"$f":"IF($N1214<0.2*(1000/'Scenario Setup'!$E$159-10),0,($N1214-0.2*(1000/'Scenario Setup'!$E$159-10))^2/($N1214+0.8*(1000/'Scenario Setup'!$E$159-10)))","v":{"$error":"#DIV/0!"}},{"$error":"#DIV/0!"},{"$error":"#DIV/0!"},{"$error":"#DIV/0!"},{"$error":"#DIV/0!"}]
[null,null,null,null,null,null,null,null,null,null,null,null,null,0.51,0.60313571778539932,1231,{"$f":"IF($N1215<0.2*(1000/'Scenario Setup'!$E$159-10),0,($N1215-0.2*(1000/'Scenario Setup'!$E$159-10))^2/($N1215+0.8*(1000/'Scenario Setup'!$E$159-10)))","v":{"$error":"#DIV/0!"}},{"$error":"#DIV/0!"},{"$error":"#DIV/0!"},{"$error":"#DIV/0!"},{"$error":"#DIV/0!"}]
[null,null,null,null,null,null,null,null,null,null,null,null,null,0.51,0.60362567368936793,1232,{"$f":"IF($N1216<0.2*(1000/'Scenario Setup'!$E$159-10),0,($N1216-0.2*(1000/'Scenario Setup'!$E$159-10))^2/($N1216+0.8*(1000/'Scenario Setup'!$E$159-10)))","v":{"$error":"#DIV/0!"}},{"$error":"#DIV/0!"},{"$error":"#DIV/0!"},{"$error":"#DIV/0!"},{"$error":"#DIV/0!"}]
[null,null,null,null,null,null,null,null,null,null,null,null,null,0.51,0.60411562959333664,1233,{"$f":"IF($N1217<0.2*(1000/'Scenario Setup'!$E$159-10),0,($N1217-0.2*(1000/'Scenario Setup'!$E$159-10))^2/($N1217+0.8*(1000/'Scenario Setup'!$E$159-10)))","v":{"$error":"#DIV/0!"}},{"$error":"#DIV/0!"},{"$error":"#DIV/0!"},{"$error":"#DIV/0!"},{"$error":"#DIV/0!"}]
[null,null,null,null,null,null,null,null,null,null,null,null,null,0.51,0.60460558549730525,1234,{"$f":"IF($N1218<0.2*(1000/'Scenario Setup'!$E$159-10),0,($N1218-0.2*(1000/'Scenario Setup'!$E$159-10))^2/($N1218+0.8*(1000/'Scenario Setup'!$E$159-10)))","v":{"$error":"#DIV/0!"}},{"$error":"#DIV/0!"},{"$error":"#DIV/0!"},{"$error":"#DIV/0!"},{"$error":"#DIV/0!"}]
[null,null,null,null,null,null,null,null,null,null,null,null,null,0.51,0.60509554140127386,1235,{"$f":"IF($N1219<0.2*(1000/'Scenario Setup'!$E$159-10),0,($N1219-0.2*(1000/'Scenario Setup'!$E$159-10))^2/($N1219+0.8*(1000/'Scenario Setup'!$E$159-10)))","v":{"$error":"#DIV/0!"}},{"$error":"#DIV/0!"},{"$error":"#DIV/0!"},{"$error":"#DIV/0!"},{"$error":"#DIV/0!"}]
[null,null,null,null,null,null,null,null,null,null,null,null,null,0.51,0.60558549730524258,1236,{"$f":"IF($N1220<0.2*(1000/'Scenario Setup'!$E$159-10),0,($N1220-0.2*(1000/'Scenario Setup'!$E$159-10))^2/($N1220+0.8*(1000/'Scenario Setup'!$E$159-10)))","v":{"$error":"#DIV/0!"}},{"$f":"Q1220/SUM(Q$4:Q$2025)","v":{"$error":"#DIV/0!"}},{"$error":"#DIV/0!"},{"$error":"#DIV/0!"},{"$error":"#DIV/0!"}]
[null,null,null,null,null,null,null,null,null,null,null,null,null,0.51,{"$f":"P1221/2041","v":0.60607545320921119},1237,{"$f":"IF($N1221<0.2*(1000/'Scenario Setup'!$E$159-10),0,($N1221-0.2*(1000/'Scenario Setup'!$E$159-10))^2/($N1221+0.8*(1000/'Scenario Setup'!$E$159-10)))","v":{"$error":"#DIV/0!"}},{"$error":"#DIV/0!"},{"$f":"IF(Q1221>0,_xlfn.RANK.EQ(Q1221,$Q$4:$Q$2025,1),\"\")","v":{"$error":"#DIV/0!"}},{"$f":"IF(S1221=\"\",0,_xlfn.RANK.EQ(S1221,$S$4:$S$2025,1))","v":{"$error":"#DIV/0!"}},{"$f":"ROUND(T1221/COUNTIFS($Q$4:$Q$2025,\">0\"),2)","v":{"$error":"#DIV/0!"}}]
[null,null,null,null,null,null,null,null,null,null,null,null,null,0.52,0.6065654091131798,1238,{"$f":"IF($N1222<0.2*(1000/'Scenario Setup'!$E$159-10),0,($N1222-0.2*(1000/'Scenario Setup'!$E$159-10))^2/($N1222+0.8*(1000/'Scenario Setup'!$E$159-10)))","v":{"$error":"#DIV/0!"}},{"$error":"#DIV/0!"},{"$error":"#DIV/0!"},{"$error":"#DIV/0!"},{"$error":"#DIV/0!"}]
[null,null,null,null,null,null,null,null,null,null,null,null,null,0.52,0.60705536501714841,1239,{"$f":"IF($N1223<0.2*(1000/'Scenario Setup'!$E$159-10),0,($N1223-0.2*(1000/'Scenario Setup'!$E$159-10))^2/($N1223+0.8*(1000/'Scenario Setup'!$E$159-10)))","v":{"$error":"#DIV/0!"}},{"$error":"#DIV/0!"},{"$error":"#DIV/0!"},{"$error":"#DIV/0!"},{"$error":"#DIV/0!"}]
[null,null,null,null,null,null,null,null,null,null,null,null,null,0.52,0.60754532092111713,1240,{"$f":"IF($N1224<0.2*(1000/'Scenario Setup'!$E$159-10),0,($N1224-0.2*(1000/'Scenario Setup'!$E$159-10))^2/($N1224+0.8*(1000/'Scenario Setup'!$E$159-10)))","v":{"$error":"#DIV/0!"}},{"$error":"#DIV/0!"},{"$error":"#DIV/0!"},{"$error":"#DIV/0!"},{"$error":"#DIV/0!"}]
[null,null,null,null,null,null,null,null,null,null,null,null,null,0.52,0.60803527682508574,1241,{"$f":"IF($N1225<0.2*(1000/'Scenario Setup'!$E$159-10),0,($N1225-0.2*(1000/'Scenario Setup'!$E$159-10))^2/($N1225+0.8*(1000/'Scenario Setup'!$E$159-10)))","v":{"$error":"#DIV/0!"}},{"$error":"#DIV/0!"},{"$error":"#DIV/0!"},{"$error":"#DIV/0!"},{"$error":"#DIV/0!"}]
[null,null,null,null,null,null,null,null,null,null,null,null,null,0.52,0.60852523272905434,1242,{"$f":"IF($N1226<0.2*(1000/'Scenario Setup'!$E$159-10),0,($N1226-0.2*(1000/'Scenario Setup'!$E$159-10))^2/($N1226+0.8*(1000/'Scenario Setup'!$E$159-10)))","v":{"$error":"#DIV/0!"}},{"$error":"#DIV/0!"},{"$error":"#DIV/0!"},{"$error":"#DIV/0!"},{"$error":"#DIV/0!"}]
[null,null,null,null,null,null,null,null,null,null,null,null,null,0.52,0.60901518863302306,1243,{"$f":"IF($N1227<0.2*(1000/'Scenario Setup'!$E$159-10),0,($N1227-0.2*(1000/'Scenario Setup'!$E$159-10))^2/($N1227+0.8*(1000/'Scenario Setup'!$E$159-10)))","v":{"$error":"#DIV/0!"}},{"$error":"#DIV/0!"},{"$error":"#DIV/0!"},{"$error":"#DIV/0!"},{"$error":"#DIV/0!"}]
[null,null,null,null,null,null,null,null,null,null,null,null,null,0.52,0.60950514453699167,1244,{"$f":"IF($N1228<0.2*(1000/'Scenario Setup'!$E$159-10),0,($N1228-0.2*(1000/'Scenario Setup'!$E$159-10))^2/($N1228+0.8*(1000/'Scenario Setup'!$E$159-10)))","v":{"$error":"#DIV/0!"}},{"$error":"#DIV/0!"},{"$error":"#DIV/0!"},{"$error":"#DIV/0!"},{"$error":"#DIV/0!"}]
[null,null,null,null,null,null,null,null,null,null,null,null,null,0.52,0.60999510044096028,1245,{"$f":"IF($N1229<0.2*(1000/'Scenario Setup'!$E$159-10),0,($N1229-0.2*(1000/'Scenario Setup'!$E$159-10))^2/($N1229+0.8*(1000/'Scenario Setup'!$E$159-10)))","v":{"$error":"#DIV/0!"}},{"$error":"#DIV/0!"},{"$error":"#DIV/0!"},{"$error":"#DIV/0!"},{"$error":"#DIV/0!"}]
[null,null,null,null,null,null,null,null,null,null,null,null,null,0.52,0.610485056344929,1246,{"$f":"IF($N1230<0.2*(1000/'Scenario Setup'!$E$159-10),0,($N1230-0.2*(1000/'Scenario Setup'!$E$159-10))^2/($N1230+0.8*(1000/'Scenario Setup'!$E$159-10)))","v":{"$error":"#DIV/0!"}},{"$error":"#DIV/0!"},{"$error":"#DIV/0!"},{"$error":"#DIV/0!"},{"$error":"#DIV/0!"}]
[null,null,null,null,null,null,null,null,null,null,null,null,null,0.52,0.61097501224889761,1247,{"$f":"IF($N1231<0.2*(1000/'Scenario Setup'!$E$159-10),0,($N1231-0.2*(1000/'Scenario Setup'!$E$159-10))^2/($N1231+0.8*(1000/'Scenario Setup'!$E$159-10)))","v":{"$error":"#DIV/0!"}},{"$error":"#DIV/0!"},{"$error":"#DIV/0!"},{"$error":"#DIV/0!"},{"$error":"#DIV/0!"}]
[null,null,null,null,null,null,null,null,null,null,null,null,null,0.52,0.61146496815286622,1248,{"$f":"IF($N1232<0.2*(1000/'Scenario Setup'!$E$159-10),0,($N1232-0.2*(1000/'Scenario Setup'!$E$159-10))^2/($N1232+0.8*(1000/'Scenario Setup'!$E$159-10)))","v":{"$error":"#DIV/0!"}},{"$error":"#DIV/0!"},{"$error":"#DIV/0!"},{"$error":"#DIV/0!"},{"$error":"#DIV/0!"}]
[null,null,null,null,null,null,null,null,null,null,null,null,null,0.52,0.61195492405683494,1249,{"$f":"IF($N1233<0.2*(1000/'Scenario Setup'!$E$159-10),0,($N1233-0.2*(1000/'Scenario Setup'!$E$159-10))^2/($N1233+0.8*(1000/'Scenario Setup'!$E$159-10)))","v":{"$error":"#DIV/0!"}},{"$error":"#DIV/0!"},{"$error":"#DIV/0!"},{"$error":"#DIV/0!"},{"$error":"#DIV/0!"}]
[null,null,null,null,null,null,null,null,null,null,null,null,null,0.52,0.61244487996080355,1250,{"$f":"IF($N1234<0.2*(1000/'Scenario Setup'!$E$159-10),0,($N1234-0.2*(1000/'Scenario Setup'!$E$159-10))^2/($N1234+0.8*(1000/'Scenario Setup'!$E$159-10)))","v":{"$error":"#DIV/0!"}},{"$error":"#DIV/0!"},{"$error":"#DIV/0!"},{"$error":"#DIV/0!"},{"$error":"#DIV/0!"}]
[null,null,null,null,null,null,null,null,null,null,null,null,null,0.52,0.61293483586477215,1251,{"$f":"IF($N1235<0.2*(1000/'Scenario Setup'!$E$159-10),0,($N1235-0.2*(1000/'Scenario Setup'!$E$159-10))^2/($N1235+0.8*(1000/'Scenario Setup'!$E$159-10)))","v":{"$error":"#DIV/0!"}},{"$error":"#DIV/0!"},{"$error":"#DIV/0!"},{"$error":"#DIV/0!"},{"$error":"#DIV/0!"}]
[null,null,null,null,null,null,null,null,null,null,null,null,null,0.52,0.61342479176874076,1252,{"$f":"IF($N1236<0.2*(1000/'Scenario Setup'!$E$159-10),0,($N1236-0.2*(1000/'Scenario Setup'!$E$159-10))^2/($N1236+0.8*(1000/'Scenario Setup'!$E$159-10)))","v":{"$error":"#DIV/0!"}},{"$error":"#DIV/0!"},{"$error":"#DIV/0!"},{"$error":"#DIV/0!"},{"$error":"#DIV/0!"}]
[null,null,null,null,null,null,null,null,null,null,null,null,null,0.52,0.61391474767270948,1253,{"$f":"IF($N1237<0.2*(1000/'Scenario Setup'!$E$159-10),0,($N1237-0.2*(1000/'Scenario Setup'!$E$159-10))^2/($N1237+0.8*(1000/'Scenario Setup'!$E$159-10)))","v":{"$error":"#DIV/0!"}},{"$error":"#DIV/0!"},{"$error":"#DIV/0!"},{"$error":"#DIV/0!"},{"$error":"#DIV/0!"}]
[null,null,null,null,null,null,null,null,null,null,null,null,null,0.52,0.61440470357667809,1254,{"$f":"IF($N1238<0.2*(1000/'Scenario Setup'!$E$159-10),0,($N1238-0.2*(1000/'Scenario Setup'!$E$159-10))^2/($N1238+0.8*(1000/'Scenario Setup'!$E$159-10)))","v":{"$error":"#DIV/0!"}},{"$error":"#DIV/0!"},{"$error":"#DIV/0!"},{"$error":"#DIV/0!"},{"$error":"#DIV/0!"}]
[null,null,null,null,null,null,null,null,null,null,null,null,null,0.52,0.6148946594806467,1255,{"$f":"IF($N1239<0.2*(1000/'Scenario Setup'!$E$159-10),0,($N1239-0.2*(1000/'Scenario Setup'!$E$159-10))^2/($N1239+0.8*(1000/'Scenario Setup'!$E$159-10)))","v":{"$error":"#DIV/0!"}},{"$error":"#DIV/0!"},{"$error":"#DIV/0!"},{"$error":"#DIV/0!"},{"$error":"#DIV/0!"}]
[null,null,null,null,null,null,null,null,null,null,null,null,null,0.52,0.61538461538461542,1256,{"$f":"IF($N1240<0.2*(1000/'Scenario Setup'!$E$159-10),0,($N1240-0.2*(1000/'Scenario Setup'!$E$159-10))^2/($N1240+0.8*(1000/'Scenario Setup'!$E$159-10)))","v":{"$error":"#DIV/0!"}},{"$error":"#DIV/0!"},{"$error":"#DIV/0!"},{"$error":"#DIV/0!"},{"$error":"#DIV/0!"}]
[null,null,null,null,null,null,null,null,null,null,null,null,null,0.52,0.61587457128858403,1257,{"$f":"IF($N1241<0.2*(1000/'Scenario Setup'!$E$159-10),0,($N1241-0.2*(1000/'Scenario Setup'!$E$159-10))^2/($N1241+0.8*(1000/'Scenario Setup'!$E$159-10)))","v":{"$error":"#DIV/0!"}},{"$error":"#DIV/0!"},{"$error":"#DIV/0!"},{"$error":"#DIV/0!"},{"$error":"#DIV/0!"}]
[null,null,null,null,null,null,null,null,null,null,null,null,null,0.52,0.61636452719255264,1258,{"$f":"IF($N1242<0.2*(1000/'Scenario Setup'!$E$159-10),0,($N1242-0.2*(1000/'Scenario Setup'!$E$159-10))^2/($N1242+0.8*(1000/'Scenario Setup'!$E$159-10)))","v":{"$error":"#DIV/0!"}},{"$error":"#DIV/0!"},{"$error":"#DIV/0!"},{"$error":"#DIV/0!"},{"$error":"#DIV/0!"}]
[null,null,null,null,null,null,null,null,null,null,null,null,null,0.52,0.61685448309652136,1259,{"$f":"IF($N1243<0.2*(1000/'Scenario Setup'!$E$159-10),0,($N1243-0.2*(1000/'Scenario Setup'!$E$159-10))^2/($N1243+0.8*(1000/'Scenario Setup'!$E$159-10)))","v":{"$error":"#DIV/0!"}},{"$error":"#DIV/0!"},{"$error":"#DIV/0!"},{"$error":"#DIV/0!"},{"$error":"#DIV/0!"}]
[null,null,null,null,null,null,null,null,null,null,null,null,null,0.53,0.61734443900048996,1260,{"$f":"IF($N1244<0.2*(1000/'Scenario Setup'!$E$159-10),0,($N1244-0.2*(1000/'Scenario Setup'!$E$159-10))^2/($N1244+0.8*(1000/'Scenario Setup'!$E$159-10)))","v":{"$error":"#DIV/0!"}},{"$error":"#DIV/0!"},{"$error":"#DIV/0!"},{"$error":"#DIV/0!"},{"$error":"#DIV/0!"}]
[null,null,null,null,null,null,null,null,null,null,null,null,null,0.53,0.61783439490445857,1261,{"$f":"IF($N1245<0.2*(1000/'Scenario Setup'!$E$159-10),0,($N1245-0.2*(1000/'Scenario Setup'!$E$159-10))^2/($N1245+0.8*(1000/'Scenario Setup'!$E$159-10)))","v":{"$error":"#DIV/0!"}},{"$error":"#DIV/0!"},{"$error":"#DIV/0!"},{"$error":"#DIV/0!"},{"$error":"#DIV/0!"}]
[null,null,null,null,null,null,null,null,null,null,null,null,null,0.53,0.61832435080842729,1262,{"$f":"IF($N1246<0.2*(1000/'Scenario Setup'!$E$159-10),0,($N1246-0.2*(1000/'Scenario Setup'!$E$159-10))^2/($N1246+0.8*(1000/'Scenario Setup'!$E$159-10)))","v":{"$error":"#DIV/0!"}},{"$error":"#DIV/0!"},{"$error":"#DIV/0!"},{"$error":"#DIV/0!"},{"$error":"#DIV/0!"}]
[null,null,null,null,null,null,null,null,null,null,null,null,null,0.53,0.6188143067123959,1263,{"$f":"IF($N1247<0.2*(1000/'Scenario Setup'!$E$159-10),0,($N1247-0.2*(1000/'Scenario Setup'!$E$159-10))^2/($N1247+0.8*(1000/'Scenario Setup'!$E$159-10)))","v":{"$error":"#DIV/0!"}},{"$error":"#DIV/0!"},{"$error":"#DIV/0!"},{"$error":"#DIV/0!"},{"$error":"#DIV/0!"}]
[null,null,null,null,null,null,null,null,null,null,null,null,null,0.53,0.61930426261636451,1264,{"$f":"IF($N1248<0.2*(1000/'Scenario Setup'!$E$159-10),0,($N1248-0.2*(1000/'Scenario Setup'!$E$159-10))^2/($N1248+0.8*(1000/'Scenario Setup'!$E$159-10)))","v":{"$error":"#DIV/0!"}},{"$error":"#DIV/0!"},{"$error":"#DIV/0!"},{"$error":"#DIV/0!"},{"$error":"#DIV/0!"}]
[null,null,null,null,null,null,null,null,null,null,null,null,null,0.53,0.61979421852033312,1265,{"$f":"IF($N1249<0.2*(1000/'Scenario Setup'!$E$159-10),0,($N1249-0.2*(1000/'Scenario Setup'!$E$159-10))^2/($N1249+0.8*(1000/'Scenario Setup'!$E$159-10)))","v":{"$error":"#DIV/0!"}},{"$error":"#DIV/0!"},{"$error":"#DIV/0!"},{"$error":"#DIV/0!"},{"$error":"#DIV/0!"}]
[null,null,null,null,null,null,null,null,null,null,null,null,null,0.53,0.62028417442430184,1266,{"$f":"IF($N1250<0.2*(1000/'Scenario Setup'!$E$159-10),0,($N1250-0.2*(1000/'Scenario Setup'!$E$159-10))^2/($N1250+0.8*(1000/'Scenario Setup'!$E$159-10)))","v":{"$error":"#DIV/0!"}},{"$error":"#DIV/0!"},{"$error":"#DIV/0!"},{"$error":"#DIV/0!"},{"$error":"#DIV/0!"}]
[null,null,null,null,null,null,null,null,null,null,null,null,null,0.53,0.62077413032827045,1267,{"$f":"IF($N1251<0.2*(1000/'Scenario Setup'!$E$159-10),0,($N1251-0.2*(1000/'Scenario Setup'!$E$159-10))^2/($N1251+0.8*(1000/'Scenario Setup'!$E$159-10)))","v":{"$error":"#DIV/0!"}},{"$error":"#DIV/0!"},{"$error":"#DIV/0!"},{"$error":"#DIV/0!"},{"$error":"#DIV/0!"}]
[null,null,null,null,null,null,null,null,null,null,null,null,null,0.53,0.62126408623223905,1268,{"$f":"IF($N1252<0.2*(1000/'Scenario Setup'!$E$159-10),0,($N1252-0.2*(1000/'Scenario Setup'!$E$159-10))^2/($N1252+0.8*(1000/'Scenario Setup'!$E$159-10)))","v":{"$error":"#DIV/0!"}},{"$error":"#DIV/0!"},{"$error":"#DIV/0!"},{"$error":"#DIV/0!"},{"$error":"#DIV/0!"}]
[null,null,null,null,null,null,null,null,null,null,null,null,null,0.53,0.62175404213620777,1269,{"$f":"IF($N1253<0.2*(1000/'Scenario Setup'!$E$159-10),0,($N1253-0.2*(1000/'Scenario Setup'!$E$159-10))^2/($N1253+0.8*(1000/'Scenario Setup'!$E$159-10)))","v":{"$error":"#DIV/0!"}},{"$error":"#DIV/0!"},{"$error":"#DIV/0!"},{"$error":"#DIV/0!"},{"$error":"#DIV/0!"}]
[null,null,null,null,null,null,null,null,null,null,null,null,null,0.53,0.62224399804017638,1270,{"$f":"IF($N1254<0.2*(1000/'Scenario Setup'!$E$159-10),0,($N1254-0.2*(1000/'Scenario Setup'!$E$159-10))^2/($N1254+0.8*(1000/'Scenario Setup'!$E$159-10)))","v":{"$error":"#DIV/0!"}},{"$error":"#DIV/0!"},{"$error":"#DIV/0!"},{"$error":"#DIV/0!"},{"$error":"#DIV/0!"}]
[null,null,null,null,null,null,null,null,null,null,null,null,null,0.53,0.62273395394414499,1271,{"$f":"IF($N1255<0.2*(1000/'Scenario Setup'!$E$159-10),0,($N1255-0.2*(1000/'Scenario Setup'!$E$159-10))^2/($N1255+0.8*(1000/'Scenario Setup'!$E$159-10)))","v":{"$error":"#DIV/0!"}},{"$error":"#DIV/0!"},{"$error":"#DIV/0!"},{"$error":"#DIV/0!"},{"$error":"#DIV/0!"}]
[null,null,null,null,null,null,null,null,null,null,null,null,null,0.53,0.62322390984811371,1272,{"$f":"IF($N1256<0.2*(1000/'Scenario Setup'!$E$159-10),0,($N1256-0.2*(1000/'Scenario Setup'!$E$159-10))^2/($N1256+0.8*(1000/'Scenario Setup'!$E$159-10)))","v":{"$error":"#DIV/0!"}},{"$error":"#DIV/0!"},{"$error":"#DIV/0!"},{"$error":"#DIV/0!"},{"$error":"#DIV/0!"}]
[null,null,null,null,null,null,null,null,null,null,null,null,null,0.53,0.62371386575208232,1273,{"$f":"IF($N1257<0.2*(1000/'Scenario Setup'!$E$159-10),0,($N1257-0.2*(1000/'Scenario Setup'!$E$159-10))^2/($N1257+0.8*(1000/'Scenario Setup'!$E$159-10)))","v":{"$error":"#DIV/0!"}},{"$error":"#DIV/0!"},{"$error":"#DIV/0!"},{"$error":"#DIV/0!"},{"$error":"#DIV/0!"}]
[null,null,null,null,null,null,null,null,null,null,null,null,null,0.53,0.62420382165605093,1274,{"$f":"IF($N1258<0.2*(1000/'Scenario Setup'!$E$159-10),0,($N1258-0.2*(1000/'Scenario Setup'!$E$159-10))^2/($N1258+0.8*(1000/'Scenario Setup'!$E$159-10)))","v":{"$error":"#DIV/0!"}},{"$error":"#DIV/0!"},{"$error":"#DIV/0!"},{"$error":"#DIV/0!"},{"$error":"#DIV/0!"}]
[null,null,null,null,null,null,null,null,null,null,null,null,null,0.53,0.62469377756001965,1275,{"$f":"IF($N1259<0.2*(1000/'Scenario Setup'!$E$159-10),0,($N1259-0.2*(1000/'Scenario Setup'!$E$159-10))^2/($N1259+0.8*(1000/'Scenario Setup'!$E$159-10)))","v":{"$error":"#DIV/0!"}},{"$error":"#DIV/0!"},{"$error":"#DIV/0!"},{"$error":"#DIV/0!"},{"$error":"#DIV/0!"}]
[null,null,null,null,null,null,null,null,null,null,null,null,null,0.53,0.62518373346398826,1276,{"$f":"IF($N1260<0.2*(1000/'Scenario Setup'!$E$159-10),0,($N1260-0.2*(1000/'Scenario Setup'!$E$159-10))^2/($N1260+0.8*(1000/'Scenario Setup'!$E$159-10)))","v":{"$error":"#DIV/0!"}},{"$error":"#DIV/0!"},{"$error":"#DIV/0!"},{"$error":"#DIV/0!"},{"$error":"#DIV/0!"}]
[null,null,null,null,null,null,null,null,null,null,null,null,null,0.53,0.62567368936795686,1277,{"$f":"IF($N1261<0.2*(1000/'Scenario Setup'!$E$159-10),0,($N1261-0.2*(1000/'Scenario Setup'!$E$159-10))^2/($N1261+0.8*(1000/'Scenario Setup'!$E$159-10)))","v":{"$error":"#DIV/0!"}},{"$error":"#DIV/0!"},{"$error":"#DIV/0!"},{"$error":"#DIV/0!"},{"$error":"#DIV/0!"}]
[null,null,null,null,null,null,null,null,null,null,null,null,null,0.53,0.62616364527192547,1278,{"$f":"IF($N1262<0.2*(1000/'Scenario Setup'!$E$159-10),0,($N1262-0.2*(1000/'Scenario Setup'!$E$159-10))^2/($N1262+0.8*(1000/'Scenario Setup'!$E$159-10)))","v":{"$error":"#DIV/0!"}},{"$error":"#DIV/0!"},{"$error":"#DIV/0!"},{"$error":"#DIV/0!"},{"$error":"#DIV/0!"}]
[null,null,null,null,null,null,null,null,null,null,null,null,null,0.53,0.62665360117589419,1279,{"$f":"IF($N1263<0.2*(1000/'Scenario Setup'!$E$159-10),0,($N1263-0.2*(1000/'Scenario Setup'!$E$159-10))^2/($N1263+0.8*(1000/'Scenario Setup'!$E$159-10)))","v":{"$error":"#DIV/0!"}},{"$error":"#DIV/0!"},{"$error":"#DIV/0!"},{"$error":"#DIV/0!"},{"$error":"#DIV/0!"}]
[null,null,null,null,null,null,null,null,null,null,null,null,null,0.53,0.6271435570798628,1280,{"$f":"IF($N1264<0.2*(1000/'Scenario Setup'!$E$159-10),0,($N1264-0.2*(1000/'Scenario Setup'!$E$159-10))^2/($N1264+0.8*(1000/'Scenario Setup'!$E$159-10)))","v":{"$error":"#DIV/0!"}},{"$error":"#DIV/0!"},{"$error":"#DIV/0!"},{"$error":"#DIV/0!"},{"$error":"#DIV/0!"}]
[null,null,null,null,null,null,null,null,null,null,null,null,null,0.54,0.62763351298383141,1281,{"$f":"IF($N1265<0.2*(1000/'Scenario Setup'!$E$159-10),0,($N1265-0.2*(1000/'Scenario Setup'!$E$159-10))^2/($N1265+0.8*(1000/'Scenario Setup'!$E$159-10)))","v":{"$error":"#DIV/0!"}},{"$error":"#DIV/0!"},{"$error":"#DIV/0!"},{"$error":"#DIV/0!"},{"$error":"#DIV/0!"}]
[null,null,null,null,null,null,null,null,null,null,null,null,null,0.54,0.62812346888780013,1282,{"$f":"IF($N1266<0.2*(1000/'Scenario Setup'!$E$159-10),0,($N1266-0.2*(1000/'Scenario Setup'!$E$159-10))^2/($N1266+0.8*(1000/'Scenario Setup'!$E$159-10)))","v":{"$error":"#DIV/0!"}},{"$error":"#DIV/0!"},{"$error":"#DIV/0!"},{"$error":"#DIV/0!"},{"$error":"#DIV/0!"}]
[null,null,null,null,null,null,null,null,null,null,null,null,null,0.54,0.62861342479176874,1283,{"$f":"IF($N1267<0.2*(1000/'Scenario Setup'!$E$159-10),0,($N1267-0.2*(1000/'Scenario Setup'!$E$159-10))^2/($N1267+0.8*(1000/'Scenario Setup'!$E$159-10)))","v":{"$error":"#DIV/0!"}},{"$error":"#DIV/0!"},{"$error":"#DIV/0!"},{"$error":"#DIV/0!"},{"$error":"#DIV/0!"}]
[null,null,null,null,null,null,null,null,null,null,null,null,null,0.54,0.62910338069573735,1284,{"$f":"IF($N1268<0.2*(1000/'Scenario Setup'!$E$159-10),0,($N1268-0.2*(1000/'Scenario Setup'!$E$159-10))^2/($N1268+0.8*(1000/'Scenario Setup'!$E$159-10)))","v":{"$error":"#DIV/0!"}},{"$error":"#DIV/0!"},{"$error":"#DIV/0!"},{"$error":"#DIV/0!"},{"$error":"#DIV/0!"}]
[null,null,null,null,null,null,null,null,null,null,null,null,null,0.54,0.62959333659970607,1285,{"$f":"IF($N1269<0.2*(1000/'Scenario Setup'!$E$159-10),0,($N1269-0.2*(1000/'Scenario Setup'!$E$159-10))^2/($N1269+0.8*(1000/'Scenario Setup'!$E$159-10)))","v":{"$error":"#DIV/0!"}},{"$error":"#DIV/0!"},{"$error":"#DIV/0!"},{"$error":"#DIV/0!"},{"$error":"#DIV/0!"}]
[null,null,null,null,null,null,null,null,null,null,null,null,null,0.54,0.63008329250367467,1286,{"$f":"IF($N1270<0.2*(1000/'Scenario Setup'!$E$159-10),0,($N1270-0.2*(1000/'Scenario Setup'!$E$159-10))^2/($N1270+0.8*(1000/'Scenario Setup'!$E$159-10)))","v":{"$error":"#DIV/0!"}},{"$error":"#DIV/0!"},{"$error":"#DIV/0!"},{"$error":"#DIV/0!"},{"$error":"#DIV/0!"}]
[null,null,null,null,null,null,null,null,null,null,null,null,null,0.54,0.63057324840764328,1287,{"$f":"IF($N1271<0.2*(1000/'Scenario Setup'!$E$159-10),0,($N1271-0.2*(1000/'Scenario Setup'!$E$159-10))^2/($N1271+0.8*(1000/'Scenario Setup'!$E$159-10)))","v":{"$error":"#DIV/0!"}},{"$error":"#DIV/0!"},{"$error":"#DIV/0!"},{"$error":"#DIV/0!"},{"$error":"#DIV/0!"}]
[null,null,null,null,null,null,null,null,null,null,null,null,null,0.54,0.631063204311612,1288,{"$f":"IF($N1272<0.2*(1000/'Scenario Setup'!$E$159-10),0,($N1272-0.2*(1000/'Scenario Setup'!$E$159-10))^2/($N1272+0.8*(1000/'Scenario Setup'!$E$159-10)))","v":{"$error":"#DIV/0!"}},{"$error":"#DIV/0!"},{"$error":"#DIV/0!"},{"$error":"#DIV/0!"},{"$error":"#DIV/0!"}]
[null,null,null,null,null,null,null,null,null,null,null,null,null,0.54,0.63155316021558061,1289,{"$f":"IF($N1273<0.2*(1000/'Scenario Setup'!$E$159-10),0,($N1273-0.2*(1000/'Scenario Setup'!$E$159-10))^2/($N1273+0.8*(1000/'Scenario Setup'!$E$159-10)))","v":{"$error":"#DIV/0!"}},{"$error":"#DIV/0!"},{"$error":"#DIV/0!"},{"$error":"#DIV/0!"},{"$error":"#DIV/0!"}]
[null,null,null,null,null,null,null,null,null,null,null,null,null,0.54,0.63204311611954922,1290,{"$f":"IF($N1274<0.2*(1000/'Scenario Setup'!$E$159-10),0,($N1274-0.2*(1000/'Scenario Setup'!$E$159-10))^2/($N1274+0.8*(1000/'Scenario Setup'!$E$159-10)))","v":{"$error":"#DIV/0!"}},{"$error":"#DIV/0!"},{"$error":"#DIV/0!"},{"$error":"#DIV/0!"},{"$error":"#DIV/0!"}]
[null,null,null,null,null,null,null,null,null,null,null,null,null,0.54,0.63253307202351783,1291,{"$f":"IF($N1275<0.2*(1000/'Scenario Setup'!$E$159-10),0,($N1275-0.2*(1000/'Scenario Setup'!$E$159-10))^2/($N1275+0.8*(1000/'Scenario Setup'!$E$159-10)))","v":{"$error":"#DIV/0!"}},{"$error":"#DIV/0!"},{"$error":"#DIV/0!"},{"$error":"#DIV/0!"},{"$error":"#DIV/0!"}]
[null,null,null,null,null,null,null,null,null,null,null,null,null,0.54,0.63302302792748655,1292,{"$f":"IF($N1276<0.2*(1000/'Scenario Setup'!$E$159-10),0,($N1276-0.2*(1000/'Scenario Setup'!$E$159-10))^2/($N1276+0.8*(1000/'Scenario Setup'!$E$159-10)))","v":{"$error":"#DIV/0!"}},{"$error":"#DIV/0!"},{"$error":"#DIV/0!"},{"$error":"#DIV/0!"},{"$error":"#DIV/0!"}]
[null,null,null,null,null,null,null,null,null,null,null,null,null,0.54,0.63351298383145516,1293,{"$f":"IF($N1277<0.2*(1000/'Scenario Setup'!$E$159-10),0,($N1277-0.2*(1000/'Scenario Setup'!$E$159-10))^2/($N1277+0.8*(1000/'Scenario Setup'!$E$159-10)))","v":{"$error":"#DIV/0!"}},{"$error":"#DIV/0!"},{"$error":"#DIV/0!"},{"$error":"#DIV/0!"},{"$error":"#DIV/0!"}]
[null,null,null,null,null,null,null,null,null,null,null,null,null,0.54,0.63400293973542377,1294,{"$f":"IF($N1278<0.2*(1000/'Scenario Setup'!$E$159-10),0,($N1278-0.2*(1000/'Scenario Setup'!$E$159-10))^2/($N1278+0.8*(1000/'Scenario Setup'!$E$159-10)))","v":{"$error":"#DIV/0!"}},{"$error":"#DIV/0!"},{"$error":"#DIV/0!"},{"$error":"#DIV/0!"},{"$error":"#DIV/0!"}]
[null,null,null,null,null,null,null,null,null,null,null,null,null,0.54,0.63449289563939248,1295,{"$f":"IF($N1279<0.2*(1000/'Scenario Setup'!$E$159-10),0,($N1279-0.2*(1000/'Scenario Setup'!$E$159-10))^2/($N1279+0.8*(1000/'Scenario Setup'!$E$159-10)))","v":{"$error":"#DIV/0!"}},{"$error":"#DIV/0!"},{"$error":"#DIV/0!"},{"$error":"#DIV/0!"},{"$error":"#DIV/0!"}]
[null,null,null,null,null,null,null,null,null,null,null,null,null,0.54,0.63498285154336109,1296,{"$f":"IF($N1280<0.2*(1000/'Scenario Setup'!$E$159-10),0,($N1280-0.2*(1000/'Scenario Setup'!$E$159-10))^2/($N1280+0.8*(1000/'Scenario Setup'!$E$159-10)))","v":{"$error":"#DIV/0!"}},{"$error":"#DIV/0!"},{"$error":"#DIV/0!"},{"$error":"#DIV/0!"},{"$error":"#DIV/0!"}]
[null,null,null,null,null,null,null,null,null,null,null,null,null,0.54,0.6354728074473297,1297,{"$f":"IF($N1281<0.2*(1000/'Scenario Setup'!$E$159-10),0,($N1281-0.2*(1000/'Scenario Setup'!$E$159-10))^2/($N1281+0.8*(1000/'Scenario Setup'!$E$159-10)))","v":{"$error":"#DIV/0!"}},{"$error":"#DIV/0!"},{"$error":"#DIV/0!"},{"$error":"#DIV/0!"},{"$error":"#DIV/0!"}]
[null,null,null,null,null,null,null,null,null,null,null,null,null,0.54,0.63596276335129842,1298,{"$f":"IF($N1282<0.2*(1000/'Scenario Setup'!$E$159-10),0,($N1282-0.2*(1000/'Scenario Setup'!$E$159-10))^2/($N1282+0.8*(1000/'Scenario Setup'!$E$159-10)))","v":{"$error":"#DIV/0!"}},{"$error":"#DIV/0!"},{"$error":"#DIV/0!"},{"$error":"#DIV/0!"},{"$error":"#DIV/0!"}]
[null,null,null,null,null,null,null,null,null,null,null,null,null,0.54,0.63645271925526703,1299,{"$f":"IF($N1283<0.2*(1000/'Scenario Setup'!$E$159-10),0,($N1283-0.2*(1000/'Scenario Setup'!$E$159-10))^2/($N1283+0.8*(1000/'Scenario Setup'!$E$159-10)))","v":{"$error":"#DIV/0!"}},{"$error":"#DIV/0!"},{"$error":"#DIV/0!"},{"$error":"#DIV/0!"},{"$error":"#DIV/0!"}]
[null,null,null,null,null,null,null,null,null,null,null,null,null,0.55000000000000004,0.63694267515923564,1300,{"$f":"IF($N1284<0.2*(1000/'Scenario Setup'!$E$159-10),0,($N1284-0.2*(1000/'Scenario Setup'!$E$159-10))^2/($N1284+0.8*(1000/'Scenario Setup'!$E$159-10)))","v":{"$error":"#DIV/0!"}},{"$f":"Q1284/SUM(Q$4:Q$2025)","v":{"$error":"#DIV/0!"}},{"$error":"#DIV/0!"},{"$error":"#DIV/0!"},{"$error":"#DIV/0!"}]
[null,null,null,null,null,null,null,null,null,null,null,null,null,0.55000000000000004,{"$f":"P1285/2041","v":0.63743263106320436},1301,{"$f":"IF($N1285<0.2*(1000/'Scenario Setup'!$E$159-10),0,($N1285-0.2*(1000/'Scenario Setup'!$E$159-10))^2/($N1285+0.8*(1000/'Scenario Setup'!$E$159-10)))","v":{"$error":"#DIV/0!"}},{"$error":"#DIV/0!"},{"$f":"IF(Q1285>0,_xlfn.RANK.EQ(Q1285,$Q$4:$Q$2025,1),\"\")","v":{"$error":"#DIV/0!"}},{"$f":"IF(S1285=\"\",0,_xlfn.RANK.EQ(S1285,$S$4:$S$2025,1))","v":{"$error":"#DIV/0!"}},{"$f":"ROUND(T1285/COUNTIFS($Q$4:$Q$2025,\">0\"),2)","v":{"$error":"#DIV/0!"}}]
[null,null,null,null,null,null,null,null,null,null,null,null,null,0.55000000000000004,0.63792258696717297,1302,{"$f":"IF($N1286<0.2*(1000/'Scenario Setup'!$E$159-10),0,($N1286-0.2*(1000/'Scenario Setup'!$E$159-10))^2/($N1286+0.8*(1000/'Scenario Setup'!$E$159-10)))","v":{"$error":"#DIV/0!"}},{"$error":"#DIV/0!"},{"$error":"#DIV/0!"},{"$error":"#DIV/0!"},{"$error":"#DIV/0!"}]
[null,null,null,null,null,null,null,null,null,null,null,null,null,0.55000000000000004,0.63841254287114158,1303,{"$f":"IF($N1287<0.2*(1000/'Scenario Setup'!$E$159-10),0,($N1287-0.2*(1000/'Scenario Setup'!$E$159-10))^2/($N1287+0.8*(1000/'Scenario Setup'!$E$159-10)))","v":{"$error":"#DIV/0!"}},{"$error":"#DIV/0!"},{"$error":"#DIV/0!"},{"$error":"#DIV/0!"},{"$error":"#DIV/0!"}]
[null,null,null,null,null,null,null,null,null,null,null,null,null,0.55000000000000004,0.63890249877511029,1304,{"$f":"IF($N1288<0.2*(1000/'Scenario Setup'!$E$159-10),0,($N1288-0.2*(1000/'Scenario Setup'!$E$159-10))^2/($N1288+0.8*(1000/'Scenario Setup'!$E$159-10)))","v":{"$error":"#DIV/0!"}},{"$error":"#DIV/0!"},{"$error":"#DIV/0!"},{"$error":"#DIV/0!"},{"$error":"#DIV/0!"}]
[null,null,null,null,null,null,null,null,null,null,null,null,null,0.55000000000000004,0.6393924546790789,1305,{"$f":"IF($N1289<0.2*(1000/'Scenario Setup'!$E$159-10),0,($N1289-0.2*(1000/'Scenario Setup'!$E$159-10))^2/($N1289+0.8*(1000/'Scenario Setup'!$E$159-10)))","v":{"$error":"#DIV/0!"}},{"$error":"#DIV/0!"},{"$error":"#DIV/0!"},{"$error":"#DIV/0!"},{"$error":"#DIV/0!"}]
[null,null,null,null,null,null,null,null,null,null,null,null,null,0.55000000000000004,0.63988241058304751,1306,{"$f":"IF($N1290<0.2*(1000/'Scenario Setup'!$E$159-10),0,($N1290-0.2*(1000/'Scenario Setup'!$E$159-10))^2/($N1290+0.8*(1000/'Scenario Setup'!$E$159-10)))","v":{"$error":"#DIV/0!"}},{"$error":"#DIV/0!"},{"$error":"#DIV/0!"},{"$error":"#DIV/0!"},{"$error":"#DIV/0!"}]
[null,null,null,null,null,null,null,null,null,null,null,null,null,0.55000000000000004,0.64037236648701612,1307,{"$f":"IF($N1291<0.2*(1000/'Scenario Setup'!$E$159-10),0,($N1291-0.2*(1000/'Scenario Setup'!$E$159-10))^2/($N1291+0.8*(1000/'Scenario Setup'!$E$159-10)))","v":{"$error":"#DIV/0!"}},{"$error":"#DIV/0!"},{"$error":"#DIV/0!"},{"$error":"#DIV/0!"},{"$error":"#DIV/0!"}]
[null,null,null,null,null,null,null,null,null,null,null,null,null,0.55000000000000004,0.64086232239098484,1308,{"$f":"IF($N1292<0.2*(1000/'Scenario Setup'!$E$159-10),0,($N1292-0.2*(1000/'Scenario Setup'!$E$159-10))^2/($N1292+0.8*(1000/'Scenario Setup'!$E$159-10)))","v":{"$error":"#DIV/0!"}},{"$error":"#DIV/0!"},{"$error":"#DIV/0!"},{"$error":"#DIV/0!"},{"$error":"#DIV/0!"}]
[null,null,null,null,null,null,null,null,null,null,null,null,null,0.55000000000000004,0.64135227829495345,1309,{"$f":"IF($N1293<0.2*(1000/'Scenario Setup'!$E$159-10),0,($N1293-0.2*(1000/'Scenario Setup'!$E$159-10))^2/($N1293+0.8*(1000/'Scenario Setup'!$E$159-10)))","v":{"$error":"#DIV/0!"}},{"$error":"#DIV/0!"},{"$error":"#DIV/0!"},{"$error":"#DIV/0!"},{"$error":"#DIV/0!"}]
[null,null,null,null,null,null,null,null,null,null,null,null,null,0.55000000000000004,0.64184223419892206,1310,{"$f":"IF($N1294<0.2*(1000/'Scenario Setup'!$E$159-10),0,($N1294-0.2*(1000/'Scenario Setup'!$E$159-10))^2/($N1294+0.8*(1000/'Scenario Setup'!$E$159-10)))","v":{"$error":"#DIV/0!"}},{"$error":"#DIV/0!"},{"$error":"#DIV/0!"},{"$error":"#DIV/0!"},{"$error":"#DIV/0!"}]
[null,null,null,null,null,null,null,null,null,null,null,null,null,0.55000000000000004,0.64233219010289078,1311,{"$f":"IF($N1295<0.2*(1000/'Scenario Setup'!$E$159-10),0,($N1295-0.2*(1000/'Scenario Setup'!$E$159-10))^2/($N1295+0.8*(1000/'Scenario Setup'!$E$159-10)))","v":{"$error":"#DIV/0!"}},{"$error":"#DIV/0!"},{"$error":"#DIV/0!"},{"$error":"#DIV/0!"},{"$error":"#DIV/0!"}]
[null,null,null,null,null,null,null,null,null,null,null,null,null,0.55000000000000004,0.64282214600685939,1312,{"$f":"IF($N1296<0.2*(1000/'Scenario Setup'!$E$159-10),0,($N1296-0.2*(1000/'Scenario Setup'!$E$159-10))^2/($N1296+0.8*(1000/'Scenario Setup'!$E$159-10)))","v":{"$error":"#DIV/0!"}},{"$error":"#DIV/0!"},{"$error":"#DIV/0!"},{"$error":"#DIV/0!"},{"$error":"#DIV/0!"}]
[null,null,null,null,null,null,null,null,null,null,null,null,null,0.55000000000000004,0.64331210191082799,1313,{"$f":"IF($N1297<0.2*(1000/'Scenario Setup'!$E$159-10),0,($N1297-0.2*(1000/'Scenario Setup'!$E$159-10))^2/($N1297+0.8*(1000/'Scenario Setup'!$E$159-10)))","v":{"$error":"#DIV/0!"}},{"$error":"#DIV/0!"},{"$error":"#DIV/0!"},{"$error":"#DIV/0!"},{"$error":"#DIV/0!"}]
[null,null,null,null,null,null,null,null,null,null,null,null,null,0.55000000000000004,0.64380205781479671,1314,{"$f":"IF($N1298<0.2*(1000/'Scenario Setup'!$E$159-10),0,($N1298-0.2*(1000/'Scenario Setup'!$E$159-10))^2/($N1298+0.8*(1000/'Scenario Setup'!$E$159-10)))","v":{"$error":"#DIV/0!"}},{"$error":"#DIV/0!"},{"$error":"#DIV/0!"},{"$error":"#DIV/0!"},{"$error":"#DIV/0!"}]
[null,null,null,null,null,null,null,null,null,null,null,null,null,0.55000000000000004,0.64429201371876532,1315,{"$f":"IF($N1299<0.2*(1000/'Scenario Setup'!$E$159-10),0,($N1299-0.2*(1000/'Scenario Setup'!$E$159-10))^2/($N1299+0.8*(1000/'Scenario Setup'!$E$159-10)))","v":{"$error":"#DIV/0!"}},{"$error":"#DIV/0!"},{"$error":"#DIV/0!"},{"$error":"#DIV/0!"},{"$error":"#DIV/0!"}]
[null,null,null,null,null,null,null,null,null,null,null,null,null,0.55000000000000004,0.64478196962273393,1316,{"$f":"IF($N1300<0.2*(1000/'Scenario Setup'!$E$159-10),0,($N1300-0.2*(1000/'Scenario Setup'!$E$159-10))^2/($N1300+0.8*(1000/'Scenario Setup'!$E$159-10)))","v":{"$error":"#DIV/0!"}},{"$error":"#DIV/0!"},{"$error":"#DIV/0!"},{"$error":"#DIV/0!"},{"$error":"#DIV/0!"}]
[null,null,null,null,null,null,null,null,null,null,null,null,null,0.55000000000000004,0.64527192552670265,1317,{"$f":"IF($N1301<0.2*(1000/'Scenario Setup'!$E$159-10),0,($N1301-0.2*(1000/'Scenario Setup'!$E$159-10))^2/($N1301+0.8*(1000/'Scenario Setup'!$E$159-10)))","v":{"$error":"#DIV/0!"}},{"$error":"#DIV/0!"},{"$error":"#DIV/0!"},{"$error":"#DIV/0!"},{"$error":"#DIV/0!"}]
[null,null,null,null,null,null,null,null,null,null,null,null,null,0.55000000000000004,0.64576188143067126,1318,{"$f":"IF($N1302<0.2*(1000/'Scenario Setup'!$E$159-10),0,($N1302-0.2*(1000/'Scenario Setup'!$E$159-10))^2/($N1302+0.8*(1000/'Scenario Setup'!$E$159-10)))","v":{"$error":"#DIV/0!"}},{"$error":"#DIV/0!"},{"$error":"#DIV/0!"},{"$error":"#DIV/0!"},{"$error":"#DIV/0!"}]
[null,null,null,null,null,null,null,null,null,null,null,null,null,0.55000000000000004,0.64625183733463987,1319,{"$f":"IF($N1303<0.2*(1000/'Scenario Setup'!$E$159-10),0,($N1303-0.2*(1000/'Scenario Setup'!$E$159-10))^2/($N1303+0.8*(1000/'Scenario Setup'!$E$159-10)))","v":{"$error":"#DIV/0!"}},{"$error":"#DIV/0!"},{"$error":"#DIV/0!"},{"$error":"#DIV/0!"},{"$error":"#DIV/0!"}]
[null,null,null,null,null,null,null,null,null,null,null,null,null,0.56000000000000005,0.64674179323860848,1320,{"$f":"IF($N1304<0.2*(1000/'Scenario Setup'!$E$159-10),0,($N1304-0.2*(1000/'Scenario Setup'!$E$159-10))^2/($N1304+0.8*(1000/'Scenario Setup'!$E$159-10)))","v":{"$error":"#DIV/0!"}},{"$error":"#DIV/0!"},{"$error":"#DIV/0!"},{"$error":"#DIV/0!"},{"$error":"#DIV/0!"}]
[null,null,null,null,null,null,null,null,null,null,null,null,null,0.56000000000000005,0.6472317491425772,1321,{"$f":"IF($N1305<0.2*(1000/'Scenario Setup'!$E$159-10),0,($N1305-0.2*(1000/'Scenario Setup'!$E$159-10))^2/($N1305+0.8*(1000/'Scenario Setup'!$E$159-10)))","v":{"$error":"#DIV/0!"}},{"$error":"#DIV/0!"},{"$error":"#DIV/0!"},{"$error":"#DIV/0!"},{"$error":"#DIV/0!"}]
[null,null,null,null,null,null,null,null,null,null,null,null,null,0.56000000000000005,0.6477217050465458,1322,{"$f":"IF($N1306<0.2*(1000/'Scenario Setup'!$E$159-10),0,($N1306-0.2*(1000/'Scenario Setup'!$E$159-10))^2/($N1306+0.8*(1000/'Scenario Setup'!$E$159-10)))","v":{"$error":"#DIV/0!"}},{"$error":"#DIV/0!"},{"$error":"#DIV/0!"},{"$error":"#DIV/0!"},{"$error":"#DIV/0!"}]
[null,null,null,null,null,null,null,null,null,null,null,null,null,0.56000000000000005,0.64821166095051441,1323,{"$f":"IF($N1307<0.2*(1000/'Scenario Setup'!$E$159-10),0,($N1307-0.2*(1000/'Scenario Setup'!$E$159-10))^2/($N1307+0.8*(1000/'Scenario Setup'!$E$159-10)))","v":{"$error":"#DIV/0!"}},{"$error":"#DIV/0!"},{"$error":"#DIV/0!"},{"$error":"#DIV/0!"},{"$error":"#DIV/0!"}]
[null,null,null,null,null,null,null,null,null,null,null,null,null,0.56000000000000005,0.64870161685448313,1324,{"$f":"IF($N1308<0.2*(1000/'Scenario Setup'!$E$159-10),0,($N1308-0.2*(1000/'Scenario Setup'!$E$159-10))^2/($N1308+0.8*(1000/'Scenario Setup'!$E$159-10)))","v":{"$error":"#DIV/0!"}},{"$error":"#DIV/0!"},{"$error":"#DIV/0!"},{"$error":"#DIV/0!"},{"$error":"#DIV/0!"}]
[null,null,null,null,null,null,null,null,null,null,null,null,null,0.56000000000000005,0.64919157275845174,1325,{"$f":"IF($N1309<0.2*(1000/'Scenario Setup'!$E$159-10),0,($N1309-0.2*(1000/'Scenario Setup'!$E$159-10))^2/($N1309+0.8*(1000/'Scenario Setup'!$E$159-10)))","v":{"$error":"#DIV/0!"}},{"$error":"#DIV/0!"},{"$error":"#DIV/0!"},{"$error":"#DIV/0!"},{"$error":"#DIV/0!"}]
[null,null,null,null,null,null,null,null,null,null,null,null,null,0.56000000000000005,0.64968152866242035,1326,{"$f":"IF($N1310<0.2*(1000/'Scenario Setup'!$E$159-10),0,($N1310-0.2*(1000/'Scenario Setup'!$E$159-10))^2/($N1310+0.8*(1000/'Scenario Setup'!$E$159-10)))","v":{"$error":"#DIV/0!"}},{"$error":"#DIV/0!"},{"$error":"#DIV/0!"},{"$error":"#DIV/0!"},{"$error":"#DIV/0!"}]
[null,null,null,null,null,null,null,null,null,null,null,null,null,0.56000000000000005,0.65017148456638907,1327,{"$f":"IF($N1311<0.2*(1000/'Scenario Setup'!$E$159-10),0,($N1311-0.2*(1000/'Scenario Setup'!$E$159-10))^2/($N1311+0.8*(1000/'Scenario Setup'!$E$159-10)))","v":{"$error":"#DIV/0!"}},{"$error":"#DIV/0!"},{"$error":"#DIV/0!"},{"$error":"#DIV/0!"},{"$error":"#DIV/0!"}]
[null,null,null,null,null,null,null,null,null,null,null,null,null,0.56000000000000005,0.65066144047035768,1328,{"$f":"IF($N1312<0.2*(1000/'Scenario Setup'!$E$159-10),0,($N1312-0.2*(1000/'Scenario Setup'!$E$159-10))^2/($N1312+0.8*(1000/'Scenario Setup'!$E$159-10)))","v":{"$error":"#DIV/0!"}},{"$error":"#DIV/0!"},{"$error":"#DIV/0!"},{"$error":"#DIV/0!"},{"$error":"#DIV/0!"}]
[null,null,null,null,null,null,null,null,null,null,null,null,null,0.56000000000000005,0.65115139637432629,1329,{"$f":"IF($N1313<0.2*(1000/'Scenario Setup'!$E$159-10),0,($N1313-0.2*(1000/'Scenario Setup'!$E$159-10))^2/($N1313+0.8*(1000/'Scenario Setup'!$E$159-10)))","v":{"$error":"#DIV/0!"}},{"$error":"#DIV/0!"},{"$error":"#DIV/0!"},{"$error":"#DIV/0!"},{"$error":"#DIV/0!"}]
[null,null,null,null,null,null,null,null,null,null,null,null,null,0.56000000000000005,0.65164135227829501,1330,{"$f":"IF($N1314<0.2*(1000/'Scenario Setup'!$E$159-10),0,($N1314-0.2*(1000/'Scenario Setup'!$E$159-10))^2/($N1314+0.8*(1000/'Scenario Setup'!$E$159-10)))","v":{"$error":"#DIV/0!"}},{"$error":"#DIV/0!"},{"$error":"#DIV/0!"},{"$error":"#DIV/0!"},{"$error":"#DIV/0!"}]
[null,null,null,null,null,null,null,null,null,null,null,null,null,0.56000000000000005,0.65213130818226361,1331,{"$f":"IF($N1315<0.2*(1000/'Scenario Setup'!$E$159-10),0,($N1315-0.2*(1000/'Scenario Setup'!$E$159-10))^2/($N1315+0.8*(1000/'Scenario Setup'!$E$159-10)))","v":{"$error":"#DIV/0!"}},{"$error":"#DIV/0!"},{"$error":"#DIV/0!"},{"$error":"#DIV/0!"},{"$error":"#DIV/0!"}]
[null,null,null,null,null,null,null,null,null,null,null,null,null,0.56000000000000005,0.65262126408623222,1332,{"$f":"IF($N1316<0.2*(1000/'Scenario Setup'!$E$159-10),0,($N1316-0.2*(1000/'Scenario Setup'!$E$159-10))^2/($N1316+0.8*(1000/'Scenario Setup'!$E$159-10)))","v":{"$error":"#DIV/0!"}},{"$error":"#DIV/0!"},{"$error":"#DIV/0!"},{"$error":"#DIV/0!"},{"$error":"#DIV/0!"}]
[null,null,null,null,null,null,null,null,null,null,null,null,null,0.56999999999999995,0.65311121999020083,1333,{"$f":"IF($N1317<0.2*(1000/'Scenario Setup'!$E$159-10),0,($N1317-0.2*(1000/'Scenario Setup'!$E$159-10))^2/($N1317+0.8*(1000/'Scenario Setup'!$E$159-10)))","v":{"$error":"#DIV/0!"}},{"$error":"#DIV/0!"},{"$error":"#DIV/0!"},{"$error":"#DIV/0!"},{"$error":"#DIV/0!"}]
[null,null,null,null,null,null,null,null,null,null,null,null,null,0.56999999999999995,0.65360117589416955,1334,{"$f":"IF($N1318<0.2*(1000/'Scenario Setup'!$E$159-10),0,($N1318-0.2*(1000/'Scenario Setup'!$E$159-10))^2/($N1318+0.8*(1000/'Scenario Setup'!$E$159-10)))","v":{"$error":"#DIV/0!"}},{"$error":"#DIV/0!"},{"$error":"#DIV/0!"},{"$error":"#DIV/0!"},{"$error":"#DIV/0!"}]
[null,null,null,null,null,null,null,null,null,null,null,null,null,0.56999999999999995,0.65409113179813816,1335,{"$f":"IF($N1319<0.2*(1000/'Scenario Setup'!$E$159-10),0,($N1319-0.2*(1000/'Scenario Setup'!$E$159-10))^2/($N1319+0.8*(1000/'Scenario Setup'!$E$159-10)))","v":{"$error":"#DIV/0!"}},{"$error":"#DIV/0!"},{"$error":"#DIV/0!"},{"$error":"#DIV/0!"},{"$error":"#DIV/0!"}]
[null,null,null,null,null,null,null,null,null,null,null,null,null,0.56999999999999995,0.65458108770210677,1336,{"$f":"IF($N1320<0.2*(1000/'Scenario Setup'!$E$159-10),0,($N1320-0.2*(1000/'Scenario Setup'!$E$159-10))^2/($N1320+0.8*(1000/'Scenario Setup'!$E$159-10)))","v":{"$error":"#DIV/0!"}},{"$error":"#DIV/0!"},{"$error":"#DIV/0!"},{"$error":"#DIV/0!"},{"$error":"#DIV/0!"}]
[null,null,null,null,null,null,null,null,null,null,null,null,null,0.56999999999999995,0.65507104360607549,1337,{"$f":"IF($N1321<0.2*(1000/'Scenario Setup'!$E$159-10),0,($N1321-0.2*(1000/'Scenario Setup'!$E$159-10))^2/($N1321+0.8*(1000/'Scenario Setup'!$E$159-10)))","v":{"$error":"#DIV/0!"}},{"$error":"#DIV/0!"},{"$error":"#DIV/0!"},{"$error":"#DIV/0!"},{"$error":"#DIV/0!"}]
[null,null,null,null,null,null,null,null,null,null,null,null,null,0.56999999999999995,0.6555609995100441,1338,{"$f":"IF($N1322<0.2*(1000/'Scenario Setup'!$E$159-10),0,($N1322-0.2*(1000/'Scenario Setup'!$E$159-10))^2/($N1322+0.8*(1000/'Scenario Setup'!$E$159-10)))","v":{"$error":"#DIV/0!"}},{"$error":"#DIV/0!"},{"$error":"#DIV/0!"},{"$error":"#DIV/0!"},{"$error":"#DIV/0!"}]
[null,null,null,null,null,null,null,null,null,null,null,null,null,0.56999999999999995,0.6560509554140127,1339,{"$f":"IF($N1323<0.2*(1000/'Scenario Setup'!$E$159-10),0,($N1323-0.2*(1000/'Scenario Setup'!$E$159-10))^2/($N1323+0.8*(1000/'Scenario Setup'!$E$159-10)))","v":{"$error":"#DIV/0!"}},{"$error":"#DIV/0!"},{"$error":"#DIV/0!"},{"$error":"#DIV/0!"},{"$error":"#DIV/0!"}]
[null,null,null,null,null,null,null,null,null,null,null,null,null,0.56999999999999995,0.65654091131798142,1340,{"$f":"IF($N1324<0.2*(1000/'Scenario Setup'!$E$159-10),0,($N1324-0.2*(1000/'Scenario Setup'!$E$159-10))^2/($N1324+0.8*(1000/'Scenario Setup'!$E$159-10)))","v":{"$error":"#DIV/0!"}},{"$error":"#DIV/0!"},{"$error":"#DIV/0!"},{"$error":"#DIV/0!"},{"$error":"#DIV/0!"}]
[null,null,null,null,null,null,null,null,null,null,null,null,null,0.56999999999999995,0.65703086722195003,1341,{"$f":"IF($N1325<0.2*(1000/'Scenario Setup'!$E$159-10),0,($N1325-0.2*(1000/'Scenario Setup'!$E$159-10))^2/($N1325+0.8*(1000/'Scenario Setup'!$E$159-10)))","v":{"$error":"#DIV/0!"}},{"$error":"#DIV/0!"},{"$error":"#DIV/0!"},{"$error":"#DIV/0!"},{"$error":"#DIV/0!"}]
[null,null,null,null,null,null,null,null,null,null,null,null,null,0.56999999999999995,0.65752082312591864,1342,{"$f":"IF($N1326<0.2*(1000/'Scenario Setup'!$E$159-10),0,($N1326-0.2*(1000/'Scenario Setup'!$E$159-10))^2/($N1326+0.8*(1000/'Scenario Setup'!$E$159-10)))","v":{"$error":"#DIV/0!"}},{"$error":"#DIV/0!"},{"$error":"#DIV/0!"},{"$error":"#DIV/0!"},{"$error":"#DIV/0!"}]
[null,null,null,null,null,null,null,null,null,null,null,null,null,0.56999999999999995,0.65801077902988736,1343,{"$f":"IF($N1327<0.2*(1000/'Scenario Setup'!$E$159-10),0,($N1327-0.2*(1000/'Scenario Setup'!$E$159-10))^2/($N1327+0.8*(1000/'Scenario Setup'!$E$159-10)))","v":{"$error":"#DIV/0!"}},{"$error":"#DIV/0!"},{"$error":"#DIV/0!"},{"$error":"#DIV/0!"},{"$error":"#DIV/0!"}]
[null,null,null,null,null,null,null,null,null,null,null,null,null,0.56999999999999995,0.65850073493385597,1344,{"$f":"IF($N1328<0.2*(1000/'Scenario Setup'!$E$159-10),0,($N1328-0.2*(1000/'Scenario Setup'!$E$159-10))^2/($N1328+0.8*(1000/'Scenario Setup'!$E$159-10)))","v":{"$error":"#DIV/0!"}},{"$error":"#DIV/0!"},{"$error":"#DIV/0!"},{"$error":"#DIV/0!"},{"$error":"#DIV/0!"}]
[null,null,null,null,null,null,null,null,null,null,null,null,null,0.56999999999999995,0.65899069083782458,1345,{"$f":"IF($N1329<0.2*(1000/'Scenario Setup'!$E$159-10),0,($N1329-0.2*(1000/'Scenario Setup'!$E$159-10))^2/($N1329+0.8*(1000/'Scenario Setup'!$E$159-10)))","v":{"$error":"#DIV/0!"}},{"$error":"#DIV/0!"},{"$error":"#DIV/0!"},{"$error":"#DIV/0!"},{"$error":"#DIV/0!"}]
[null,null,null,null,null,null,null,null,null,null,null,null,null,0.56999999999999995,0.65948064674179319,1346,{"$f":"IF($N1330<0.2*(1000/'Scenario Setup'!$E$159-10),0,($N1330-0.2*(1000/'Scenario Setup'!$E$159-10))^2/($N1330+0.8*(1000/'Scenario Setup'!$E$159-10)))","v":{"$error":"#DIV/0!"}},{"$error":"#DIV/0!"},{"$error":"#DIV/0!"},{"$error":"#DIV/0!"},{"$error":"#DIV/0!"}]
[null,null,null,null,null,null,null,null,null,null,null,null,null,0.56999999999999995,0.65997060264576191,1347,{"$f":"IF($N1331<0.2*(1000/'Scenario Setup'!$E$159-10),0,($N1331-0.2*(1000/'Scenario Setup'!$E$159-10))^2/($N1331+0.8*(1000/'Scenario Setup'!$E$159-10)))","v":{"$error":"#DIV/0!"}},{"$error":"#DIV/0!"},{"$error":"#DIV/0!"},{"$error":"#DIV/0!"},{"$error":"#DIV/0!"}]
[null,null,null,null,null,null,null,null,null,null,null,null,null,0.57999999999999996,0.66046055854973051,1348,{"$f":"IF($N1332<0.2*(1000/'Scenario Setup'!$E$159-10),0,($N1332-0.2*(1000/'Scenario Setup'!$E$159-10))^2/($N1332+0.8*(1000/'Scenario Setup'!$E$159-10)))","v":{"$error":"#DIV/0!"}},{"$error":"#DIV/0!"},{"$error":"#DIV/0!"},{"$error":"#DIV/0!"},{"$error":"#DIV/0!"}]
[null,null,null,null,null,null,null,null,null,null,null,null,null,0.57999999999999996,0.66095051445369912,1349,{"$f":"IF($N1333<0.2*(1000/'Scenario Setup'!$E$159-10),0,($N1333-0.2*(1000/'Scenario Setup'!$E$159-10))^2/($N1333+0.8*(1000/'Scenario Setup'!$E$159-10)))","v":{"$error":"#DIV/0!"}},{"$error":"#DIV/0!"},{"$error":"#DIV/0!"},{"$error":"#DIV/0!"},{"$error":"#DIV/0!"}]
[null,null,null,null,null,null,null,null,null,null,null,null,null,0.57999999999999996,0.66144047035766784,1350,{"$f":"IF($N1334<0.2*(1000/'Scenario Setup'!$E$159-10),0,($N1334-0.2*(1000/'Scenario Setup'!$E$159-10))^2/($N1334+0.8*(1000/'Scenario Setup'!$E$159-10)))","v":{"$error":"#DIV/0!"}},{"$error":"#DIV/0!"},{"$error":"#DIV/0!"},{"$error":"#DIV/0!"},{"$error":"#DIV/0!"}]
[null,null,null,null,null,null,null,null,null,null,null,null,null,0.57999999999999996,0.66193042626163645,1351,{"$f":"IF($N1335<0.2*(1000/'Scenario Setup'!$E$159-10),0,($N1335-0.2*(1000/'Scenario Setup'!$E$159-10))^2/($N1335+0.8*(1000/'Scenario Setup'!$E$159-10)))","v":{"$error":"#DIV/0!"}},{"$error":"#DIV/0!"},{"$error":"#DIV/0!"},{"$error":"#DIV/0!"},{"$error":"#DIV/0!"}]
[null,null,null,null,null,null,null,null,null,null,null,null,null,0.57999999999999996,0.66242038216560506,1352,{"$f":"IF($N1336<0.2*(1000/'Scenario Setup'!$E$159-10),0,($N1336-0.2*(1000/'Scenario Setup'!$E$159-10))^2/($N1336+0.8*(1000/'Scenario Setup'!$E$159-10)))","v":{"$error":"#DIV/0!"}},{"$error":"#DIV/0!"},{"$error":"#DIV/0!"},{"$error":"#DIV/0!"},{"$error":"#DIV/0!"}]
[null,null,null,null,null,null,null,null,null,null,null,null,null,0.57999999999999996,0.66291033806957378,1353,{"$f":"IF($N1337<0.2*(1000/'Scenario Setup'!$E$159-10),0,($N1337-0.2*(1000/'Scenario Setup'!$E$159-10))^2/($N1337+0.8*(1000/'Scenario Setup'!$E$159-10)))","v":{"$error":"#DIV/0!"}},{"$error":"#DIV/0!"},{"$error":"#DIV/0!"},{"$error":"#DIV/0!"},{"$error":"#DIV/0!"}]
[null,null,null,null,null,null,null,null,null,null,null,null,null,0.57999999999999996,0.66340029397354239,1354,{"$f":"IF($N1338<0.2*(1000/'Scenario Setup'!$E$159-10),0,($N1338-0.2*(1000/'Scenario Setup'!$E$159-10))^2/($N1338+0.8*(1000/'Scenario Setup'!$E$159-10)))","v":{"$error":"#DIV/0!"}},{"$error":"#DIV/0!"},{"$error":"#DIV/0!"},{"$error":"#DIV/0!"},{"$error":"#DIV/0!"}]
[null,null,null,null,null,null,null,null,null,null,null,null,null,0.57999999999999996,0.663890249877511,1355,{"$f":"IF($N1339<0.2*(1000/'Scenario Setup'!$E$159-10),0,($N1339-0.2*(1000/'Scenario Setup'!$E$159-10))^2/($N1339+0.8*(1000/'Scenario Setup'!$E$159-10)))","v":{"$error":"#DIV/0!"}},{"$error":"#DIV/0!"},{"$error":"#DIV/0!"},{"$error":"#DIV/0!"},{"$error":"#DIV/0!"}]
[null,null,null,null,null,null,null,null,null,null,null,null,null,0.57999999999999996,0.66438020578147972,1356,{"$f":"IF($N1340<0.2*(1000/'Scenario Setup'!$E$159-10),0,($N1340-0.2*(1000/'Scenario Setup'!$E$159-10))^2/($N1340+0.8*(1000/'Scenario Setup'!$E$159-10)))","v":{"$error":"#DIV/0!"}},{"$error":"#DIV/0!"},{"$error":"#DIV/0!"},{"$error":"#DIV/0!"},{"$error":"#DIV/0!"}]
[null,null,null,null,null,null,null,null,null,null,null,null,null,0.57999999999999996,0.66487016168544832,1357,{"$f":"IF($N1341<0.2*(1000/'Scenario Setup'!$E$159-10),0,($N1341-0.2*(1000/'Scenario Setup'!$E$159-10))^2/($N1341+0.8*(1000/'Scenario Setup'!$E$159-10)))","v":{"$error":"#DIV/0!"}},{"$error":"#DIV/0!"},{"$error":"#DIV/0!"},{"$error":"#DIV/0!"},{"$error":"#DIV/0!"}]
[null,null,null,null,null,null,null,null,null,null,null,null,null,0.57999999999999996,0.66536011758941693,1358,{"$f":"IF($N1342<0.2*(1000/'Scenario Setup'!$E$159-10),0,($N1342-0.2*(1000/'Scenario Setup'!$E$159-10))^2/($N1342+0.8*(1000/'Scenario Setup'!$E$159-10)))","v":{"$error":"#DIV/0!"}},{"$error":"#DIV/0!"},{"$error":"#DIV/0!"},{"$error":"#DIV/0!"},{"$error":"#DIV/0!"}]
[null,null,null,null,null,null,null,null,null,null,null,null,null,0.57999999999999996,0.66585007349338554,1359,{"$f":"IF($N1343<0.2*(1000/'Scenario Setup'!$E$159-10),0,($N1343-0.2*(1000/'Scenario Setup'!$E$159-10))^2/($N1343+0.8*(1000/'Scenario Setup'!$E$159-10)))","v":{"$error":"#DIV/0!"}},{"$error":"#DIV/0!"},{"$error":"#DIV/0!"},{"$error":"#DIV/0!"},{"$error":"#DIV/0!"}]
[null,null,null,null,null,null,null,null,null,null,null,null,null,0.57999999999999996,0.66634002939735426,1360,{"$f":"IF($N1344<0.2*(1000/'Scenario Setup'!$E$159-10),0,($N1344-0.2*(1000/'Scenario Setup'!$E$159-10))^2/($N1344+0.8*(1000/'Scenario Setup'!$E$159-10)))","v":{"$error":"#DIV/0!"}},{"$error":"#DIV/0!"},{"$error":"#DIV/0!"},{"$error":"#DIV/0!"},{"$error":"#DIV/0!"}]
[null,null,null,null,null,null,null,null,null,null,null,null,null,0.57999999999999996,0.66682998530132287,1361,{"$f":"IF($N1345<0.2*(1000/'Scenario Setup'!$E$159-10),0,($N1345-0.2*(1000/'Scenario Setup'!$E$159-10))^2/($N1345+0.8*(1000/'Scenario Setup'!$E$159-10)))","v":{"$error":"#DIV/0!"}},{"$error":"#DIV/0!"},{"$error":"#DIV/0!"},{"$error":"#DIV/0!"},{"$error":"#DIV/0!"}]
[null,null,null,null,null,null,null,null,null,null,null,null,null,0.57999999999999996,0.66731994120529148,1362,{"$f":"IF($N1346<0.2*(1000/'Scenario Setup'!$E$159-10),0,($N1346-0.2*(1000/'Scenario Setup'!$E$159-10))^2/($N1346+0.8*(1000/'Scenario Setup'!$E$159-10)))","v":{"$error":"#DIV/0!"}},{"$error":"#DIV/0!"},{"$error":"#DIV/0!"},{"$error":"#DIV/0!"},{"$error":"#DIV/0!"}]
[null,null,null,null,null,null,null,null,null,null,null,null,null,0.59,0.6678098971092602,1363,{"$f":"IF($N1347<0.2*(1000/'Scenario Setup'!$E$159-10),0,($N1347-0.2*(1000/'Scenario Setup'!$E$159-10))^2/($N1347+0.8*(1000/'Scenario Setup'!$E$159-10)))","v":{"$error":"#DIV/0!"}},{"$error":"#DIV/0!"},{"$error":"#DIV/0!"},{"$error":"#DIV/0!"},{"$error":"#DIV/0!"}]
[null,null,null,null,null,null,null,null,null,null,null,null,null,0.59,0.66829985301322881,1364,{"$f":"IF($N1348<0.2*(1000/'Scenario Setup'!$E$159-10),0,($N1348-0.2*(1000/'Scenario Setup'!$E$159-10))^2/($N1348+0.8*(1000/'Scenario Setup'!$E$159-10)))","v":{"$error":"#DIV/0!"}},{"$f":"Q1348/SUM(Q$4:Q$2025)","v":{"$error":"#DIV/0!"}},{"$error":"#DIV/0!"},{"$error":"#DIV/0!"},{"$error":"#DIV/0!"}]
[null,null,null,null,null,null,null,null,null,null,null,null,null,0.59,{"$f":"P1349/2041","v":0.66878980891719741},1365,{"$f":"IF($N1349<0.2*(1000/'Scenario Setup'!$E$159-10),0,($N1349-0.2*(1000/'Scenario Setup'!$E$159-10))^2/($N1349+0.8*(1000/'Scenario Setup'!$E$159-10)))","v":{"$error":"#DIV/0!"}},{"$error":"#DIV/0!"},{"$f":"IF(Q1349>0,_xlfn.RANK.EQ(Q1349,$Q$4:$Q$2025,1),\"\")","v":{"$error":"#DIV/0!"}},{"$f":"IF(S1349=\"\",0,_xlfn.RANK.EQ(S1349,$S$4:$S$2025,1))","v":{"$error":"#DIV/0!"}},{"$f":"ROUND(T1349/COUNTIFS($Q$4:$Q$2025,\">0\"),2)","v":{"$error":"#DIV/0!"}}]
[null,null,null,null,null,null,null,null,null,null,null,null,null,0.59,0.66927976482116613,1366,{"$f":"IF($N1350<0.2*(1000/'Scenario Setup'!$E$159-10),0,($N1350-0.2*(1000/'Scenario Setup'!$E$159-10))^2/($N1350+0.8*(1000/'Scenario Setup'!$E$159-10)))","v":{"$error":"#DIV/0!"}},{"$error":"#DIV/0!"},{"$error":"#DIV/0!"},{"$error":"#DIV/0!"},{"$error":"#DIV/0!"}]
[null,null,null,null,null,null,null,null,null,null,null,null,null,0.59,0.66976972072513474,1367,{"$f":"IF($N1351<0.2*(1000/'Scenario Setup'!$E$159-10),0,($N1351-0.2*(1000/'Scenario Setup'!$E$159-10))^2/($N1351+0.8*(1000/'Scenario Setup'!$E$159-10)))","v":{"$error":"#DIV/0!"}},{"$error":"#DIV/0!"},{"$error":"#DIV/0!"},{"$error":"#DIV/0!"},{"$error":"#DIV/0!"}]
[null,null,null,null,null,null,null,null,null,null,null,null,null,0.59,0.67025967662910335,1368,{"$f":"IF($N1352<0.2*(1000/'Scenario Setup'!$E$159-10),0,($N1352-0.2*(1000/'Scenario Setup'!$E$159-10))^2/($N1352+0.8*(1000/'Scenario Setup'!$E$159-10)))","v":{"$error":"#DIV/0!"}},{"$error":"#DIV/0!"},{"$error":"#DIV/0!"},{"$error":"#DIV/0!"},{"$error":"#DIV/0!"}]
[null,null,null,null,null,null,null,null,null,null,null,null,null,0.59,0.67074963253307207,1369,{"$f":"IF($N1353<0.2*(1000/'Scenario Setup'!$E$159-10),0,($N1353-0.2*(1000/'Scenario Setup'!$E$159-10))^2/($N1353+0.8*(1000/'Scenario Setup'!$E$159-10)))","v":{"$error":"#DIV/0!"}},{"$error":"#DIV/0!"},{"$error":"#DIV/0!"},{"$error":"#DIV/0!"},{"$error":"#DIV/0!"}]
[null,null,null,null,null,null,null,null,null,null,null,null,null,0.59,0.67123958843704068,1370,{"$f":"IF($N1354<0.2*(1000/'Scenario Setup'!$E$159-10),0,($N1354-0.2*(1000/'Scenario Setup'!$E$159-10))^2/($N1354+0.8*(1000/'Scenario Setup'!$E$159-10)))","v":{"$error":"#DIV/0!"}},{"$error":"#DIV/0!"},{"$error":"#DIV/0!"},{"$error":"#DIV/0!"},{"$error":"#DIV/0!"}]
[null,null,null,null,null,null,null,null,null,null,null,null,null,0.59,0.67172954434100929,1371,{"$f":"IF($N1355<0.2*(1000/'Scenario Setup'!$E$159-10),0,($N1355-0.2*(1000/'Scenario Setup'!$E$159-10))^2/($N1355+0.8*(1000/'Scenario Setup'!$E$159-10)))","v":{"$error":"#DIV/0!"}},{"$error":"#DIV/0!"},{"$error":"#DIV/0!"},{"$error":"#DIV/0!"},{"$error":"#DIV/0!"}]
[null,null,null,null,null,null,null,null,null,null,null,null,null,0.59,0.6722195002449779,1372,{"$f":"IF($N1356<0.2*(1000/'Scenario Setup'!$E$159-10),0,($N1356-0.2*(1000/'Scenario Setup'!$E$159-10))^2/($N1356+0.8*(1000/'Scenario Setup'!$E$159-10)))","v":{"$error":"#DIV/0!"}},{"$error":"#DIV/0!"},{"$error":"#DIV/0!"},{"$error":"#DIV/0!"},{"$error":"#DIV/0!"}]
[null,null,null,null,null,null,null,null,null,null,null,null,null,0.59,0.67270945614894662,1373,{"$f":"IF($N1357<0.2*(1000/'Scenario Setup'!$E$159-10),0,($N1357-0.2*(1000/'Scenario Setup'!$E$159-10))^2/($N1357+0.8*(1000/'Scenario Setup'!$E$159-10)))","v":{"$error":"#DIV/0!"}},{"$error":"#DIV/0!"},{"$error":"#DIV/0!"},{"$error":"#DIV/0!"},{"$error":"#DIV/0!"}]
[null,null,null,null,null,null,null,null,null,null,null,null,null,0.6,0.67319941205291522,1374,{"$f":"IF($N1358<0.2*(1000/'Scenario Setup'!$E$159-10),0,($N1358-0.2*(1000/'Scenario Setup'!$E$159-10))^2/($N1358+0.8*(1000/'Scenario Setup'!$E$159-10)))","v":{"$error":"#DIV/0!"}},{"$error":"#DIV/0!"},{"$error":"#DIV/0!"},{"$error":"#DIV/0!"},{"$error":"#DIV/0!"}]
[null,null,null,null,null,null,null,null,null,null,null,null,null,0.6,0.67368936795688383,1375,{"$f":"IF($N1359<0.2*(1000/'Scenario Setup'!$E$159-10),0,($N1359-0.2*(1000/'Scenario Setup'!$E$159-10))^2/($N1359+0.8*(1000/'Scenario Setup'!$E$159-10)))","v":{"$error":"#DIV/0!"}},{"$error":"#DIV/0!"},{"$error":"#DIV/0!"},{"$error":"#DIV/0!"},{"$error":"#DIV/0!"}]
[null,null,null,null,null,null,null,null,null,null,null,null,null,0.6,0.67417932386085255,1376,{"$f":"IF($N1360<0.2*(1000/'Scenario Setup'!$E$159-10),0,($N1360-0.2*(1000/'Scenario Setup'!$E$159-10))^2/($N1360+0.8*(1000/'Scenario Setup'!$E$159-10)))","v":{"$error":"#DIV/0!"}},{"$error":"#DIV/0!"},{"$error":"#DIV/0!"},{"$error":"#DIV/0!"},{"$error":"#DIV/0!"}]
[null,null,null,null,null,null,null,null,null,null,null,null,null,0.6,0.67466927976482116,1377,{"$f":"IF($N1361<0.2*(1000/'Scenario Setup'!$E$159-10),0,($N1361-0.2*(1000/'Scenario Setup'!$E$159-10))^2/($N1361+0.8*(1000/'Scenario Setup'!$E$159-10)))","v":{"$error":"#DIV/0!"}},{"$error":"#DIV/0!"},{"$error":"#DIV/0!"},{"$error":"#DIV/0!"},{"$error":"#DIV/0!"}]
[null,null,null,null,null,null,null,null,null,null,null,null,null,0.6,0.67515923566878977,1378,{"$f":"IF($N1362<0.2*(1000/'Scenario Setup'!$E$159-10),0,($N1362-0.2*(1000/'Scenario Setup'!$E$159-10))^2/($N1362+0.8*(1000/'Scenario Setup'!$E$159-10)))","v":{"$error":"#DIV/0!"}},{"$error":"#DIV/0!"},{"$error":"#DIV/0!"},{"$error":"#DIV/0!"},{"$error":"#DIV/0!"}]
[null,null,null,null,null,null,null,null,null,null,null,null,null,0.6,0.67564919157275849,1379,{"$f":"IF($N1363<0.2*(1000/'Scenario Setup'!$E$159-10),0,($N1363-0.2*(1000/'Scenario Setup'!$E$159-10))^2/($N1363+0.8*(1000/'Scenario Setup'!$E$159-10)))","v":{"$error":"#DIV/0!"}},{"$error":"#DIV/0!"},{"$error":"#DIV/0!"},{"$error":"#DIV/0!"},{"$error":"#DIV/0!"}]
[null,null,null,null,null,null,null,null,null,null,null,null,null,0.6,0.6761391474767271,1380,{"$f":"IF($N1364<0.2*(1000/'Scenario Setup'!$E$159-10),0,($N1364-0.2*(1000/'Scenario Setup'!$E$159-10))^2/($N1364+0.8*(1000/'Scenario Setup'!$E$159-10)))","v":{"$error":"#DIV/0!"}},{"$error":"#DIV/0!"},{"$error":"#DIV/0!"},{"$error":"#DIV/0!"},{"$error":"#DIV/0!"}]
[null,null,null,null,null,null,null,null,null,null,null,null,null,0.6,0.67662910338069571,1381,{"$f":"IF($N1365<0.2*(1000/'Scenario Setup'!$E$159-10),0,($N1365-0.2*(1000/'Scenario Setup'!$E$159-10))^2/($N1365+0.8*(1000/'Scenario Setup'!$E$159-10)))","v":{"$error":"#DIV/0!"}},{"$error":"#DIV/0!"},{"$error":"#DIV/0!"},{"$error":"#DIV/0!"},{"$error":"#DIV/0!"}]
[null,null,null,null,null,null,null,null,null,null,null,null,null,0.6,0.67711905928466443,1382,{"$f":"IF($N1366<0.2*(1000/'Scenario Setup'!$E$159-10),0,($N1366-0.2*(1000/'Scenario Setup'!$E$159-10))^2/($N1366+0.8*(1000/'Scenario Setup'!$E$159-10)))","v":{"$error":"#DIV/0!"}},{"$error":"#DIV/0!"},{"$error":"#DIV/0!"},{"$error":"#DIV/0!"},{"$error":"#DIV/0!"}]
[null,null,null,null,null,null,null,null,null,null,null,null,null,0.61,0.67760901518863303,1383,{"$f":"IF($N1367<0.2*(1000/'Scenario Setup'!$E$159-10),0,($N1367-0.2*(1000/'Scenario Setup'!$E$159-10))^2/($N1367+0.8*(1000/'Scenario Setup'!$E$159-10)))","v":{"$error":"#DIV/0!"}},{"$error":"#DIV/0!"},{"$error":"#DIV/0!"},{"$error":"#DIV/0!"},{"$error":"#DIV/0!"}]
[null,null,null,null,null,null,null,null,null,null,null,null,null,0.61,0.67809897109260164,1384,{"$f":"IF($N1368<0.2*(1000/'Scenario Setup'!$E$159-10),0,($N1368-0.2*(1000/'Scenario Setup'!$E$159-10))^2/($N1368+0.8*(1000/'Scenario Setup'!$E$159-10)))","v":{"$error":"#DIV/0!"}},{"$error":"#DIV/0!"},{"$error":"#DIV/0!"},{"$error":"#DIV/0!"},{"$error":"#DIV/0!"}]
[null,null,null,null,null,null,null,null,null,null,null,null,null,0.61,0.67858892699657036,1385,{"$f":"IF($N1369<0.2*(1000/'Scenario Setup'!$E$159-10),0,($N1369-0.2*(1000/'Scenario Setup'!$E$159-10))^2/($N1369+0.8*(1000/'Scenario Setup'!$E$159-10)))","v":{"$error":"#DIV/0!"}},{"$error":"#DIV/0!"},{"$error":"#DIV/0!"},{"$error":"#DIV/0!"},{"$error":"#DIV/0!"}]
[null,null,null,null,null,null,null,null,null,null,null,null,null,0.61,0.67907888290053897,1386,{"$f":"IF($N1370<0.2*(1000/'Scenario Setup'!$E$159-10),0,($N1370-0.2*(1000/'Scenario Setup'!$E$159-10))^2/($N1370+0.8*(1000/'Scenario Setup'!$E$159-10)))","v":{"$error":"#DIV/0!"}},{"$error":"#DIV/0!"},{"$error":"#DIV/0!"},{"$error":"#DIV/0!"},{"$error":"#DIV/0!"}]
[null,null,null,null,null,null,null,null,null,null,null,null,null,0.61,0.67956883880450758,1387,{"$f":"IF($N1371<0.2*(1000/'Scenario Setup'!$E$159-10),0,($N1371-0.2*(1000/'Scenario Setup'!$E$159-10))^2/($N1371+0.8*(1000/'Scenario Setup'!$E$159-10)))","v":{"$error":"#DIV/0!"}},{"$error":"#DIV/0!"},{"$error":"#DIV/0!"},{"$error":"#DIV/0!"},{"$error":"#DIV/0!"}]
[null,null,null,null,null,null,null,null,null,null,null,null,null,0.61,0.68005879470847619,1388,{"$f":"IF($N1372<0.2*(1000/'Scenario Setup'!$E$159-10),0,($N1372-0.2*(1000/'Scenario Setup'!$E$159-10))^2/($N1372+0.8*(1000/'Scenario Setup'!$E$159-10)))","v":{"$error":"#DIV/0!"}},{"$error":"#DIV/0!"},{"$error":"#DIV/0!"},{"$error":"#DIV/0!"},{"$error":"#DIV/0!"}]
[null,null,null,null,null,null,null,null,null,null,null,null,null,0.61,0.68054875061244491,1389,{"$f":"IF($N1373<0.2*(1000/'Scenario Setup'!$E$159-10),0,($N1373-0.2*(1000/'Scenario Setup'!$E$159-10))^2/($N1373+0.8*(1000/'Scenario Setup'!$E$159-10)))","v":{"$error":"#DIV/0!"}},{"$error":"#DIV/0!"},{"$error":"#DIV/0!"},{"$error":"#DIV/0!"},{"$error":"#DIV/0!"}]
[null,null,null,null,null,null,null,null,null,null,null,null,null,0.61,0.68103870651641352,1390,{"$f":"IF($N1374<0.2*(1000/'Scenario Setup'!$E$159-10),0,($N1374-0.2*(1000/'Scenario Setup'!$E$159-10))^2/($N1374+0.8*(1000/'Scenario Setup'!$E$159-10)))","v":{"$error":"#DIV/0!"}},{"$error":"#DIV/0!"},{"$error":"#DIV/0!"},{"$error":"#DIV/0!"},{"$error":"#DIV/0!"}]
[null,null,null,null,null,null,null,null,null,null,null,null,null,0.61,0.68152866242038213,1391,{"$f":"IF($N1375<0.2*(1000/'Scenario Setup'!$E$159-10),0,($N1375-0.2*(1000/'Scenario Setup'!$E$159-10))^2/($N1375+0.8*(1000/'Scenario Setup'!$E$159-10)))","v":{"$error":"#DIV/0!"}},{"$error":"#DIV/0!"},{"$error":"#DIV/0!"},{"$error":"#DIV/0!"},{"$error":"#DIV/0!"}]
[null,null,null,null,null,null,null,null,null,null,null,null,null,0.61,0.68201861832435084,1392,{"$f":"IF($N1376<0.2*(1000/'Scenario Setup'!$E$159-10),0,($N1376-0.2*(1000/'Scenario Setup'!$E$159-10))^2/($N1376+0.8*(1000/'Scenario Setup'!$E$159-10)))","v":{"$error":"#DIV/0!"}},{"$error":"#DIV/0!"},{"$error":"#DIV/0!"},{"$error":"#DIV/0!"},{"$error":"#DIV/0!"}]
[null,null,null,null,null,null,null,null,null,null,null,null,null,0.61,0.68250857422831945,1393,{"$f":"IF($N1377<0.2*(1000/'Scenario Setup'!$E$159-10),0,($N1377-0.2*(1000/'Scenario Setup'!$E$159-10))^2/($N1377+0.8*(1000/'Scenario Setup'!$E$159-10)))","v":{"$error":"#DIV/0!"}},{"$error":"#DIV/0!"},{"$error":"#DIV/0!"},{"$error":"#DIV/0!"},{"$error":"#DIV/0!"}]
[null,null,null,null,null,null,null,null,null,null,null,null,null,0.61,0.68299853013228806,1394,{"$f":"IF($N1378<0.2*(1000/'Scenario Setup'!$E$159-10),0,($N1378-0.2*(1000/'Scenario Setup'!$E$159-10))^2/($N1378+0.8*(1000/'Scenario Setup'!$E$159-10)))","v":{"$error":"#DIV/0!"}},{"$error":"#DIV/0!"},{"$error":"#DIV/0!"},{"$error":"#DIV/0!"},{"$error":"#DIV/0!"}]
[null,null,null,null,null,null,null,null,null,null,null,null,null,0.61,0.68348848603625678,1395,{"$f":"IF($N1379<0.2*(1000/'Scenario Setup'!$E$159-10),0,($N1379-0.2*(1000/'Scenario Setup'!$E$159-10))^2/($N1379+0.8*(1000/'Scenario Setup'!$E$159-10)))","v":{"$error":"#DIV/0!"}},{"$error":"#DIV/0!"},{"$error":"#DIV/0!"},{"$error":"#DIV/0!"},{"$error":"#DIV/0!"}]
[null,null,null,null,null,null,null,null,null,null,null,null,null,0.61,0.68397844194022539,1396,{"$f":"IF($N1380<0.2*(1000/'Scenario Setup'!$E$159-10),0,($N1380-0.2*(1000/'Scenario Setup'!$E$159-10))^2/($N1380+0.8*(1000/'Scenario Setup'!$E$159-10)))","v":{"$error":"#DIV/0!"}},{"$error":"#DIV/0!"},{"$error":"#DIV/0!"},{"$error":"#DIV/0!"},{"$error":"#DIV/0!"}]
[null,null,null,null,null,null,null,null,null,null,null,null,null,0.61,0.684468397844194,1397,{"$f":"IF($N1381<0.2*(1000/'Scenario Setup'!$E$159-10),0,($N1381-0.2*(1000/'Scenario Setup'!$E$159-10))^2/($N1381+0.8*(1000/'Scenario Setup'!$E$159-10)))","v":{"$error":"#DIV/0!"}},{"$error":"#DIV/0!"},{"$error":"#DIV/0!"},{"$error":"#DIV/0!"},{"$error":"#DIV/0!"}]
[null,null,null,null,null,null,null,null,null,null,null,null,null,0.62,0.68495835374816272,1398,{"$f":"IF($N1382<0.2*(1000/'Scenario Setup'!$E$159-10),0,($N1382-0.2*(1000/'Scenario Setup'!$E$159-10))^2/($N1382+0.8*(1000/'Scenario Setup'!$E$159-10)))","v":{"$error":"#DIV/0!"}},{"$error":"#DIV/0!"},{"$error":"#DIV/0!"},{"$error":"#DIV/0!"},{"$error":"#DIV/0!"}]
[null,null,null,null,null,null,null,null,null,null,null,null,null,0.62,0.68544830965213133,1399,{"$f":"IF($N1383<0.2*(1000/'Scenario Setup'!$E$159-10),0,($N1383-0.2*(1000/'Scenario Setup'!$E$159-10))^2/($N1383+0.8*(1000/'Scenario Setup'!$E$159-10)))","v":{"$error":"#DIV/0!"}},{"$error":"#DIV/0!"},{"$error":"#DIV/0!"},{"$error":"#DIV/0!"},{"$error":"#DIV/0!"}]
[null,null,null,null,null,null,null,null,null,null,null,null,null,0.62,0.68593826555609994,1400,{"$f":"IF($N1384<0.2*(1000/'Scenario Setup'!$E$159-10),0,($N1384-0.2*(1000/'Scenario Setup'!$E$159-10))^2/($N1384+0.8*(1000/'Scenario Setup'!$E$159-10)))","v":{"$error":"#DIV/0!"}},{"$error":"#DIV/0!"},{"$error":"#DIV/0!"},{"$error":"#DIV/0!"},{"$error":"#DIV/0!"}]
[null,null,null,null,null,null,null,null,null,null,null,null,null,0.62,0.68642822146006854,1401,{"$f":"IF($N1385<0.2*(1000/'Scenario Setup'!$E$159-10),0,($N1385-0.2*(1000/'Scenario Setup'!$E$159-10))^2/($N1385+0.8*(1000/'Scenario Setup'!$E$159-10)))","v":{"$error":"#DIV/0!"}},{"$error":"#DIV/0!"},{"$error":"#DIV/0!"},{"$error":"#DIV/0!"},{"$error":"#DIV/0!"}]
[null,null,null,null,null,null,null,null,null,null,null,null,null,0.62,0.68691817736403726,1402,{"$f":"IF($N1386<0.2*(1000/'Scenario Setup'!$E$159-10),0,($N1386-0.2*(1000/'Scenario Setup'!$E$159-10))^2/($N1386+0.8*(1000/'Scenario Setup'!$E$159-10)))","v":{"$error":"#DIV/0!"}},{"$error":"#DIV/0!"},{"$error":"#DIV/0!"},{"$error":"#DIV/0!"},{"$error":"#DIV/0!"}]
[null,null,null,null,null,null,null,null,null,null,null,null,null,0.62,0.68740813326800587,1403,{"$f":"IF($N1387<0.2*(1000/'Scenario Setup'!$E$159-10),0,($N1387-0.2*(1000/'Scenario Setup'!$E$159-10))^2/($N1387+0.8*(1000/'Scenario Setup'!$E$159-10)))","v":{"$error":"#DIV/0!"}},{"$error":"#DIV/0!"},{"$error":"#DIV/0!"},{"$error":"#DIV/0!"},{"$error":"#DIV/0!"}]
[null,null,null,null,null,null,null,null,null,null,null,null,null,0.62,0.68789808917197448,1404,{"$f":"IF($N1388<0.2*(1000/'Scenario Setup'!$E$159-10),0,($N1388-0.2*(1000/'Scenario Setup'!$E$159-10))^2/($N1388+0.8*(1000/'Scenario Setup'!$E$159-10)))","v":{"$error":"#DIV/0!"}},{"$error":"#DIV/0!"},{"$error":"#DIV/0!"},{"$error":"#DIV/0!"},{"$error":"#DIV/0!"}]
[null,null,null,null,null,null,null,null,null,null,null,null,null,0.62,0.6883880450759432,1405,{"$f":"IF($N1389<0.2*(1000/'Scenario Setup'!$E$159-10),0,($N1389-0.2*(1000/'Scenario Setup'!$E$159-10))^2/($N1389+0.8*(1000/'Scenario Setup'!$E$159-10)))","v":{"$error":"#DIV/0!"}},{"$error":"#DIV/0!"},{"$error":"#DIV/0!"},{"$error":"#DIV/0!"},{"$error":"#DIV/0!"}]
[null,null,null,null,null,null,null,null,null,null,null,null,null,0.62,0.68887800097991181,1406,{"$f":"IF($N1390<0.2*(1000/'Scenario Setup'!$E$159-10),0,($N1390-0.2*(1000/'Scenario Setup'!$E$159-10))^2/($N1390+0.8*(1000/'Scenario Setup'!$E$159-10)))","v":{"$error":"#DIV/0!"}},{"$error":"#DIV/0!"},{"$error":"#DIV/0!"},{"$error":"#DIV/0!"},{"$error":"#DIV/0!"}]
[null,null,null,null,null,null,null,null,null,null,null,null,null,0.62,0.68936795688388042,1407,{"$f":"IF($N1391<0.2*(1000/'Scenario Setup'!$E$159-10),0,($N1391-0.2*(1000/'Scenario Setup'!$E$159-10))^2/($N1391+0.8*(1000/'Scenario Setup'!$E$159-10)))","v":{"$error":"#DIV/0!"}},{"$error":"#DIV/0!"},{"$error":"#DIV/0!"},{"$error":"#DIV/0!"},{"$error":"#DIV/0!"}]
[null,null,null,null,null,null,null,null,null,null,null,null,null,0.62,0.68985791278784914,1408,{"$f":"IF($N1392<0.2*(1000/'Scenario Setup'!$E$159-10),0,($N1392-0.2*(1000/'Scenario Setup'!$E$159-10))^2/($N1392+0.8*(1000/'Scenario Setup'!$E$159-10)))","v":{"$error":"#DIV/0!"}},{"$error":"#DIV/0!"},{"$error":"#DIV/0!"},{"$error":"#DIV/0!"},{"$error":"#DIV/0!"}]
[null,null,null,null,null,null,null,null,null,null,null,null,null,0.62,0.69034786869181775,1409,{"$f":"IF($N1393<0.2*(1000/'Scenario Setup'!$E$159-10),0,($N1393-0.2*(1000/'Scenario Setup'!$E$159-10))^2/($N1393+0.8*(1000/'Scenario Setup'!$E$159-10)))","v":{"$error":"#DIV/0!"}},{"$error":"#DIV/0!"},{"$error":"#DIV/0!"},{"$error":"#DIV/0!"},{"$error":"#DIV/0!"}]
[null,null,null,null,null,null,null,null,null,null,null,null,null,0.62,0.69083782459578635,1410,{"$f":"IF($N1394<0.2*(1000/'Scenario Setup'!$E$159-10),0,($N1394-0.2*(1000/'Scenario Setup'!$E$159-10))^2/($N1394+0.8*(1000/'Scenario Setup'!$E$159-10)))","v":{"$error":"#DIV/0!"}},{"$error":"#DIV/0!"},{"$error":"#DIV/0!"},{"$error":"#DIV/0!"},{"$error":"#DIV/0!"}]
[null,null,null,null,null,null,null,null,null,null,null,null,null,0.62,0.69132778049975507,1411,{"$f":"IF($N1395<0.2*(1000/'Scenario Setup'!$E$159-10),0,($N1395-0.2*(1000/'Scenario Setup'!$E$159-10))^2/($N1395+0.8*(1000/'Scenario Setup'!$E$159-10)))","v":{"$error":"#DIV/0!"}},{"$error":"#DIV/0!"},{"$error":"#DIV/0!"},{"$error":"#DIV/0!"},{"$error":"#DIV/0!"}]
[null,null,null,null,null,null,null,null,null,null,null,null,null,0.62,0.69181773640372368,1412,{"$f":"IF($N1396<0.2*(1000/'Scenario Setup'!$E$159-10),0,($N1396-0.2*(1000/'Scenario Setup'!$E$159-10))^2/($N1396+0.8*(1000/'Scenario Setup'!$E$159-10)))","v":{"$error":"#DIV/0!"}},{"$error":"#DIV/0!"},{"$error":"#DIV/0!"},{"$error":"#DIV/0!"},{"$error":"#DIV/0!"}]
[null,null,null,null,null,null,null,null,null,null,null,null,null,0.62,0.69230769230769229,1413,{"$f":"IF($N1397<0.2*(1000/'Scenario Setup'!$E$159-10),0,($N1397-0.2*(1000/'Scenario Setup'!$E$159-10))^2/($N1397+0.8*(1000/'Scenario Setup'!$E$159-10)))","v":{"$error":"#DIV/0!"}},{"$error":"#DIV/0!"},{"$error":"#DIV/0!"},{"$error":"#DIV/0!"},{"$error":"#DIV/0!"}]
[null,null,null,null,null,null,null,null,null,null,null,null,null,0.62,0.6927976482116609,1414,{"$f":"IF($N1398<0.2*(1000/'Scenario Setup'!$E$159-10),0,($N1398-0.2*(1000/'Scenario Setup'!$E$159-10))^2/($N1398+0.8*(1000/'Scenario Setup'!$E$159-10)))","v":{"$error":"#DIV/0!"}},{"$error":"#DIV/0!"},{"$error":"#DIV/0!"},{"$error":"#DIV/0!"},{"$error":"#DIV/0!"}]
[null,null,null,null,null,null,null,null,null,null,null,null,null,0.63,0.69328760411562962,1415,{"$f":"IF($N1399<0.2*(1000/'Scenario Setup'!$E$159-10),0,($N1399-0.2*(1000/'Scenario Setup'!$E$159-10))^2/($N1399+0.8*(1000/'Scenario Setup'!$E$159-10)))","v":{"$error":"#DIV/0!"}},{"$error":"#DIV/0!"},{"$error":"#DIV/0!"},{"$error":"#DIV/0!"},{"$error":"#DIV/0!"}]
[null,null,null,null,null,null,null,null,null,null,null,null,null,0.63,0.69377756001959823,1416,{"$f":"IF($N1400<0.2*(1000/'Scenario Setup'!$E$159-10),0,($N1400-0.2*(1000/'Scenario Setup'!$E$159-10))^2/($N1400+0.8*(1000/'Scenario Setup'!$E$159-10)))","v":{"$error":"#DIV/0!"}},{"$error":"#DIV/0!"},{"$error":"#DIV/0!"},{"$error":"#DIV/0!"},{"$error":"#DIV/0!"}]
[null,null,null,null,null,null,null,null,null,null,null,null,null,0.63,0.69426751592356684,1417,{"$f":"IF($N1401<0.2*(1000/'Scenario Setup'!$E$159-10),0,($N1401-0.2*(1000/'Scenario Setup'!$E$159-10))^2/($N1401+0.8*(1000/'Scenario Setup'!$E$159-10)))","v":{"$error":"#DIV/0!"}},{"$error":"#DIV/0!"},{"$error":"#DIV/0!"},{"$error":"#DIV/0!"},{"$error":"#DIV/0!"}]
[null,null,null,null,null,null,null,null,null,null,null,null,null,0.63,0.69475747182753556,1418,{"$f":"IF($N1402<0.2*(1000/'Scenario Setup'!$E$159-10),0,($N1402-0.2*(1000/'Scenario Setup'!$E$159-10))^2/($N1402+0.8*(1000/'Scenario Setup'!$E$159-10)))","v":{"$error":"#DIV/0!"}},{"$error":"#DIV/0!"},{"$error":"#DIV/0!"},{"$error":"#DIV/0!"},{"$error":"#DIV/0!"}]
[null,null,null,null,null,null,null,null,null,null,null,null,null,0.63,0.69524742773150416,1419,{"$f":"IF($N1403<0.2*(1000/'Scenario Setup'!$E$159-10),0,($N1403-0.2*(1000/'Scenario Setup'!$E$159-10))^2/($N1403+0.8*(1000/'Scenario Setup'!$E$159-10)))","v":{"$error":"#DIV/0!"}},{"$error":"#DIV/0!"},{"$error":"#DIV/0!"},{"$error":"#DIV/0!"},{"$error":"#DIV/0!"}]
[null,null,null,null,null,null,null,null,null,null,null,null,null,0.63,0.69573738363547277,1420,{"$f":"IF($N1404<0.2*(1000/'Scenario Setup'!$E$159-10),0,($N1404-0.2*(1000/'Scenario Setup'!$E$159-10))^2/($N1404+0.8*(1000/'Scenario Setup'!$E$159-10)))","v":{"$error":"#DIV/0!"}},{"$error":"#DIV/0!"},{"$error":"#DIV/0!"},{"$error":"#DIV/0!"},{"$error":"#DIV/0!"}]
[null,null,null,null,null,null,null,null,null,null,null,null,null,0.63,0.69622733953944149,1421,{"$f":"IF($N1405<0.2*(1000/'Scenario Setup'!$E$159-10),0,($N1405-0.2*(1000/'Scenario Setup'!$E$159-10))^2/($N1405+0.8*(1000/'Scenario Setup'!$E$159-10)))","v":{"$error":"#DIV/0!"}},{"$error":"#DIV/0!"},{"$error":"#DIV/0!"},{"$error":"#DIV/0!"},{"$error":"#DIV/0!"}]
[null,null,null,null,null,null,null,null,null,null,null,null,null,0.63,0.6967172954434101,1422,{"$f":"IF($N1406<0.2*(1000/'Scenario Setup'!$E$159-10),0,($N1406-0.2*(1000/'Scenario Setup'!$E$159-10))^2/($N1406+0.8*(1000/'Scenario Setup'!$E$159-10)))","v":{"$error":"#DIV/0!"}},{"$error":"#DIV/0!"},{"$error":"#DIV/0!"},{"$error":"#DIV/0!"},{"$error":"#DIV/0!"}]
[null,null,null,null,null,null,null,null,null,null,null,null,null,0.63,0.69720725134737871,1423,{"$f":"IF($N1407<0.2*(1000/'Scenario Setup'!$E$159-10),0,($N1407-0.2*(1000/'Scenario Setup'!$E$159-10))^2/($N1407+0.8*(1000/'Scenario Setup'!$E$159-10)))","v":{"$error":"#DIV/0!"}},{"$error":"#DIV/0!"},{"$error":"#DIV/0!"},{"$error":"#DIV/0!"},{"$error":"#DIV/0!"}]
[null,null,null,null,null,null,null,null,null,null,null,null,null,0.64,0.69769720725134743,1424,{"$f":"IF($N1408<0.2*(1000/'Scenario Setup'!$E$159-10),0,($N1408-0.2*(1000/'Scenario Setup'!$E$159-10))^2/($N1408+0.8*(1000/'Scenario Setup'!$E$159-10)))","v":{"$error":"#DIV/0!"}},{"$error":"#DIV/0!"},{"$error":"#DIV/0!"},{"$error":"#DIV/0!"},{"$error":"#DIV/0!"}]
[null,null,null,null,null,null,null,null,null,null,null,null,null,0.64,0.69818716315531604,1425,{"$f":"IF($N1409<0.2*(1000/'Scenario Setup'!$E$159-10),0,($N1409-0.2*(1000/'Scenario Setup'!$E$159-10))^2/($N1409+0.8*(1000/'Scenario Setup'!$E$159-10)))","v":{"$error":"#DIV/0!"}},{"$error":"#DIV/0!"},{"$error":"#DIV/0!"},{"$error":"#DIV/0!"},{"$error":"#DIV/0!"}]
[null,null,null,null,null,null,null,null,null,null,null,null,null,0.64,0.69867711905928465,1426,{"$f":"IF($N1410<0.2*(1000/'Scenario Setup'!$E$159-10),0,($N1410-0.2*(1000/'Scenario Setup'!$E$159-10))^2/($N1410+0.8*(1000/'Scenario Setup'!$E$159-10)))","v":{"$error":"#DIV/0!"}},{"$error":"#DIV/0!"},{"$error":"#DIV/0!"},{"$error":"#DIV/0!"},{"$error":"#DIV/0!"}]
[null,null,null,null,null,null,null,null,null,null,null,null,null,0.64,0.69916707496325325,1427,{"$f":"IF($N1411<0.2*(1000/'Scenario Setup'!$E$159-10),0,($N1411-0.2*(1000/'Scenario Setup'!$E$159-10))^2/($N1411+0.8*(1000/'Scenario Setup'!$E$159-10)))","v":{"$error":"#DIV/0!"}},{"$error":"#DIV/0!"},{"$error":"#DIV/0!"},{"$error":"#DIV/0!"},{"$error":"#DIV/0!"}]
[null,null,null,null,null,null,null,null,null,null,null,null,null,0.64,0.69965703086722197,1428,{"$f":"IF($N1412<0.2*(1000/'Scenario Setup'!$E$159-10),0,($N1412-0.2*(1000/'Scenario Setup'!$E$159-10))^2/($N1412+0.8*(1000/'Scenario Setup'!$E$159-10)))","v":{"$error":"#DIV/0!"}},{"$f":"Q1412/SUM(Q$4:Q$2025)","v":{"$error":"#DIV/0!"}},{"$error":"#DIV/0!"},{"$error":"#DIV/0!"},{"$error":"#DIV/0!"}]
[null,null,null,null,null,null,null,null,null,null,null,null,null,0.64,{"$f":"P1413/2041","v":0.70014698677119058},1429,{"$f":"IF($N1413<0.2*(1000/'Scenario Setup'!$E$159-10),0,($N1413-0.2*(1000/'Scenario Setup'!$E$159-10))^2/($N1413+0.8*(1000/'Scenario Setup'!$E$159-10)))","v":{"$error":"#DIV/0!"}},{"$error":"#DIV/0!"},{"$f":"IF(Q1413>0,_xlfn.RANK.EQ(Q1413,$Q$4:$Q$2025,1),\"\")","v":{"$error":"#DIV/0!"}},{"$f":"IF(S1413=\"\",0,_xlfn.RANK.EQ(S1413,$S$4:$S$2025,1))","v":{"$error":"#DIV/0!"}},{"$f":"ROUND(T1413/COUNTIFS($Q$4:$Q$2025,\">0\"),2)","v":{"$error":"#DIV/0!"}}]
[null,null,null,null,null,null,null,null,null,null,null,null,null,0.64,0.70063694267515919,1430,{"$f":"IF($N1414<0.2*(1000/'Scenario Setup'!$E$159-10),0,($N1414-0.2*(1000/'Scenario Setup'!$E$159-10))^2/($N1414+0.8*(1000/'Scenario Setup'!$E$159-10)))","v":{"$error":"#DIV/0!"}},{"$error":"#DIV/0!"},{"$error":"#DIV/0!"},{"$error":"#DIV/0!"},{"$error":"#DIV/0!"}]
[null,null,null,null,null,null,null,null,null,null,null,null,null,0.64,0.70112689857912791,1431,{"$f":"IF($N1415<0.2*(1000/'Scenario Setup'!$E$159-10),0,($N1415-0.2*(1000/'Scenario Setup'!$E$159-10))^2/($N1415+0.8*(1000/'Scenario Setup'!$E$159-10)))","v":{"$error":"#DIV/0!"}},{"$error":"#DIV/0!"},{"$error":"#DIV/0!"},{"$error":"#DIV/0!"},{"$error":"#DIV/0!"}]
[null,null,null,null,null,null,null,null,null,null,null,null,null,0.64,0.70161685448309652,1432,{"$f":"IF($N1416<0.2*(1000/'Scenario Setup'!$E$159-10),0,($N1416-0.2*(1000/'Scenario Setup'!$E$159-10))^2/($N1416+0.8*(1000/'Scenario Setup'!$E$159-10)))","v":{"$error":"#DIV/0!"}},{"$error":"#DIV/0!"},{"$error":"#DIV/0!"},{"$error":"#DIV/0!"},{"$error":"#DIV/0!"}]
[null,null,null,null,null,null,null,null,null,null,null,null,null,0.64,0.70210681038706513,1433,{"$f":"IF($N1417<0.2*(1000/'Scenario Setup'!$E$159-10),0,($N1417-0.2*(1000/'Scenario Setup'!$E$159-10))^2/($N1417+0.8*(1000/'Scenario Setup'!$E$159-10)))","v":{"$error":"#DIV/0!"}},{"$error":"#DIV/0!"},{"$error":"#DIV/0!"},{"$error":"#DIV/0!"},{"$error":"#DIV/0!"}]
[null,null,null,null,null,null,null,null,null,null,null,null,null,0.64,0.70259676629103385,1434,{"$f":"IF($N1418<0.2*(1000/'Scenario Setup'!$E$159-10),0,($N1418-0.2*(1000/'Scenario Setup'!$E$159-10))^2/($N1418+0.8*(1000/'Scenario Setup'!$E$159-10)))","v":{"$error":"#DIV/0!"}},{"$error":"#DIV/0!"},{"$error":"#DIV/0!"},{"$error":"#DIV/0!"},{"$error":"#DIV/0!"}]
[null,null,null,null,null,null,null,null,null,null,null,null,null,0.64,0.70308672219500246,1435,{"$f":"IF($N1419<0.2*(1000/'Scenario Setup'!$E$159-10),0,($N1419-0.2*(1000/'Scenario Setup'!$E$159-10))^2/($N1419+0.8*(1000/'Scenario Setup'!$E$159-10)))","v":{"$error":"#DIV/0!"}},{"$error":"#DIV/0!"},{"$error":"#DIV/0!"},{"$error":"#DIV/0!"},{"$error":"#DIV/0!"}]
[null,null,null,null,null,null,null,null,null,null,null,null,null,0.64,0.70357667809897106,1436,{"$f":"IF($N1420<0.2*(1000/'Scenario Setup'!$E$159-10),0,($N1420-0.2*(1000/'Scenario Setup'!$E$159-10))^2/($N1420+0.8*(1000/'Scenario Setup'!$E$159-10)))","v":{"$error":"#DIV/0!"}},{"$error":"#DIV/0!"},{"$error":"#DIV/0!"},{"$error":"#DIV/0!"},{"$error":"#DIV/0!"}]
[null,null,null,null,null,null,null,null,null,null,null,null,null,0.64,0.70406663400293978,1437,{"$f":"IF($N1421<0.2*(1000/'Scenario Setup'!$E$159-10),0,($N1421-0.2*(1000/'Scenario Setup'!$E$159-10))^2/($N1421+0.8*(1000/'Scenario Setup'!$E$159-10)))","v":{"$error":"#DIV/0!"}},{"$error":"#DIV/0!"},{"$error":"#DIV/0!"},{"$error":"#DIV/0!"},{"$error":"#DIV/0!"}]
[null,null,null,null,null,null,null,null,null,null,null,null,null,0.64,0.70455658990690839,1438,{"$f":"IF($N1422<0.2*(1000/'Scenario Setup'!$E$159-10),0,($N1422-0.2*(1000/'Scenario Setup'!$E$159-10))^2/($N1422+0.8*(1000/'Scenario Setup'!$E$159-10)))","v":{"$error":"#DIV/0!"}},{"$error":"#DIV/0!"},{"$error":"#DIV/0!"},{"$error":"#DIV/0!"},{"$error":"#DIV/0!"}]
[null,null,null,null,null,null,null,null,null,null,null,null,null,0.64,0.705046545810877,1439,{"$f":"IF($N1423<0.2*(1000/'Scenario Setup'!$E$159-10),0,($N1423-0.2*(1000/'Scenario Setup'!$E$159-10))^2/($N1423+0.8*(1000/'Scenario Setup'!$E$159-10)))","v":{"$error":"#DIV/0!"}},{"$error":"#DIV/0!"},{"$error":"#DIV/0!"},{"$error":"#DIV/0!"},{"$error":"#DIV/0!"}]
[null,null,null,null,null,null,null,null,null,null,null,null,null,0.64,0.70553650171484561,1440,{"$f":"IF($N1424<0.2*(1000/'Scenario Setup'!$E$159-10),0,($N1424-0.2*(1000/'Scenario Setup'!$E$159-10))^2/($N1424+0.8*(1000/'Scenario Setup'!$E$159-10)))","v":{"$error":"#DIV/0!"}},{"$error":"#DIV/0!"},{"$error":"#DIV/0!"},{"$error":"#DIV/0!"},{"$error":"#DIV/0!"}]
[null,null,null,null,null,null,null,null,null,null,null,null,null,0.65,0.70602645761881433,1441,{"$f":"IF($N1425<0.2*(1000/'Scenario Setup'!$E$159-10),0,($N1425-0.2*(1000/'Scenario Setup'!$E$159-10))^2/($N1425+0.8*(1000/'Scenario Setup'!$E$159-10)))","v":{"$error":"#DIV/0!"}},{"$error":"#DIV/0!"},{"$error":"#DIV/0!"},{"$error":"#DIV/0!"},{"$error":"#DIV/0!"}]
[null,null,null,null,null,null,null,null,null,null,null,null,null,0.65,0.70651641352278294,1442,{"$f":"IF($N1426<0.2*(1000/'Scenario Setup'!$E$159-10),0,($N1426-0.2*(1000/'Scenario Setup'!$E$159-10))^2/($N1426+0.8*(1000/'Scenario Setup'!$E$159-10)))","v":{"$error":"#DIV/0!"}},{"$error":"#DIV/0!"},{"$error":"#DIV/0!"},{"$error":"#DIV/0!"},{"$error":"#DIV/0!"}]
[null,null,null,null,null,null,null,null,null,null,null,null,null,0.65,0.70700636942675155,1443,{"$f":"IF($N1427<0.2*(1000/'Scenario Setup'!$E$159-10),0,($N1427-0.2*(1000/'Scenario Setup'!$E$159-10))^2/($N1427+0.8*(1000/'Scenario Setup'!$E$159-10)))","v":{"$error":"#DIV/0!"}},{"$error":"#DIV/0!"},{"$error":"#DIV/0!"},{"$error":"#DIV/0!"},{"$error":"#DIV/0!"}]
[null,null,null,null,null,null,null,null,null,null,null,null,null,0.65,0.70749632533072027,1444,{"$f":"IF($N1428<0.2*(1000/'Scenario Setup'!$E$159-10),0,($N1428-0.2*(1000/'Scenario Setup'!$E$159-10))^2/($N1428+0.8*(1000/'Scenario Setup'!$E$159-10)))","v":{"$error":"#DIV/0!"}},{"$error":"#DIV/0!"},{"$error":"#DIV/0!"},{"$error":"#DIV/0!"},{"$error":"#DIV/0!"}]
[null,null,null,null,null,null,null,null,null,null,null,null,null,0.66,0.70798628123468887,1445,{"$f":"IF($N1429<0.2*(1000/'Scenario Setup'!$E$159-10),0,($N1429-0.2*(1000/'Scenario Setup'!$E$159-10))^2/($N1429+0.8*(1000/'Scenario Setup'!$E$159-10)))","v":{"$error":"#DIV/0!"}},{"$error":"#DIV/0!"},{"$error":"#DIV/0!"},{"$error":"#DIV/0!"},{"$error":"#DIV/0!"}]
[null,null,null,null,null,null,null,null,null,null,null,null,null,0.66,0.70847623713865748,1446,{"$f":"IF($N1430<0.2*(1000/'Scenario Setup'!$E$159-10),0,($N1430-0.2*(1000/'Scenario Setup'!$E$159-10))^2/($N1430+0.8*(1000/'Scenario Setup'!$E$159-10)))","v":{"$error":"#DIV/0!"}},{"$error":"#DIV/0!"},{"$error":"#DIV/0!"},{"$error":"#DIV/0!"},{"$error":"#DIV/0!"}]
[null,null,null,null,null,null,null,null,null,null,null,null,null,0.66,0.7089661930426262,1447,{"$f":"IF($N1431<0.2*(1000/'Scenario Setup'!$E$159-10),0,($N1431-0.2*(1000/'Scenario Setup'!$E$159-10))^2/($N1431+0.8*(1000/'Scenario Setup'!$E$159-10)))","v":{"$error":"#DIV/0!"}},{"$error":"#DIV/0!"},{"$error":"#DIV/0!"},{"$error":"#DIV/0!"},{"$error":"#DIV/0!"}]
[null,null,null,null,null,null,null,null,null,null,null,null,null,0.66,0.70945614894659481,1448,{"$f":"IF($N1432<0.2*(1000/'Scenario Setup'!$E$159-10),0,($N1432-0.2*(1000/'Scenario Setup'!$E$159-10))^2/($N1432+0.8*(1000/'Scenario Setup'!$E$159-10)))","v":{"$error":"#DIV/0!"}},{"$error":"#DIV/0!"},{"$error":"#DIV/0!"},{"$error":"#DIV/0!"},{"$error":"#DIV/0!"}]
[null,null,null,null,null,null,null,null,null,null,null,null,null,0.66,0.70994610485056342,1449,{"$f":"IF($N1433<0.2*(1000/'Scenario Setup'!$E$159-10),0,($N1433-0.2*(1000/'Scenario Setup'!$E$159-10))^2/($N1433+0.8*(1000/'Scenario Setup'!$E$159-10)))","v":{"$error":"#DIV/0!"}},{"$error":"#DIV/0!"},{"$error":"#DIV/0!"},{"$error":"#DIV/0!"},{"$error":"#DIV/0!"}]
[null,null,null,null,null,null,null,null,null,null,null,null,null,0.66,0.71043606075453214,1450,{"$f":"IF($N1434<0.2*(1000/'Scenario Setup'!$E$159-10),0,($N1434-0.2*(1000/'Scenario Setup'!$E$159-10))^2/($N1434+0.8*(1000/'Scenario Setup'!$E$159-10)))","v":{"$error":"#DIV/0!"}},{"$error":"#DIV/0!"},{"$error":"#DIV/0!"},{"$error":"#DIV/0!"},{"$error":"#DIV/0!"}]
[null,null,null,null,null,null,null,null,null,null,null,null,null,0.66,0.71092601665850075,1451,{"$f":"IF($N1435<0.2*(1000/'Scenario Setup'!$E$159-10),0,($N1435-0.2*(1000/'Scenario Setup'!$E$159-10))^2/($N1435+0.8*(1000/'Scenario Setup'!$E$159-10)))","v":{"$error":"#DIV/0!"}},{"$error":"#DIV/0!"},{"$error":"#DIV/0!"},{"$error":"#DIV/0!"},{"$error":"#DIV/0!"}]
[null,null,null,null,null,null,null,null,null,null,null,null,null,0.66,0.71141597256246936,1452,{"$f":"IF($N1436<0.2*(1000/'Scenario Setup'!$E$159-10),0,($N1436-0.2*(1000/'Scenario Setup'!$E$159-10))^2/($N1436+0.8*(1000/'Scenario Setup'!$E$159-10)))","v":{"$error":"#DIV/0!"}},{"$error":"#DIV/0!"},{"$error":"#DIV/0!"},{"$error":"#DIV/0!"},{"$error":"#DIV/0!"}]
[null,null,null,null,null,null,null,null,null,null,null,null,null,0.66,0.71190592846643808,1453,{"$f":"IF($N1437<0.2*(1000/'Scenario Setup'!$E$159-10),0,($N1437-0.2*(1000/'Scenario Setup'!$E$159-10))^2/($N1437+0.8*(1000/'Scenario Setup'!$E$159-10)))","v":{"$error":"#DIV/0!"}},{"$error":"#DIV/0!"},{"$error":"#DIV/0!"},{"$error":"#DIV/0!"},{"$error":"#DIV/0!"}]
[null,null,null,null,null,null,null,null,null,null,null,null,null,0.66,0.71239588437040668,1454,{"$f":"IF($N1438<0.2*(1000/'Scenario Setup'!$E$159-10),0,($N1438-0.2*(1000/'Scenario Setup'!$E$159-10))^2/($N1438+0.8*(1000/'Scenario Setup'!$E$159-10)))","v":{"$error":"#DIV/0!"}},{"$error":"#DIV/0!"},{"$error":"#DIV/0!"},{"$error":"#DIV/0!"},{"$error":"#DIV/0!"}]
[null,null,null,null,null,null,null,null,null,null,null,null,null,0.66,0.71288584027437529,1455,{"$f":"IF($N1439<0.2*(1000/'Scenario Setup'!$E$159-10),0,($N1439-0.2*(1000/'Scenario Setup'!$E$159-10))^2/($N1439+0.8*(1000/'Scenario Setup'!$E$159-10)))","v":{"$error":"#DIV/0!"}},{"$error":"#DIV/0!"},{"$error":"#DIV/0!"},{"$error":"#DIV/0!"},{"$error":"#DIV/0!"}]
[null,null,null,null,null,null,null,null,null,null,null,null,null,0.66,0.7133757961783439,1456,{"$f":"IF($N1440<0.2*(1000/'Scenario Setup'!$E$159-10),0,($N1440-0.2*(1000/'Scenario Setup'!$E$159-10))^2/($N1440+0.8*(1000/'Scenario Setup'!$E$159-10)))","v":{"$error":"#DIV/0!"}},{"$error":"#DIV/0!"},{"$error":"#DIV/0!"},{"$error":"#DIV/0!"},{"$error":"#DIV/0!"}]
[null,null,null,null,null,null,null,null,null,null,null,null,null,0.66,0.71386575208231262,1457,{"$f":"IF($N1441<0.2*(1000/'Scenario Setup'!$E$159-10),0,($N1441-0.2*(1000/'Scenario Setup'!$E$159-10))^2/($N1441+0.8*(1000/'Scenario Setup'!$E$159-10)))","v":{"$error":"#DIV/0!"}},{"$error":"#DIV/0!"},{"$error":"#DIV/0!"},{"$error":"#DIV/0!"},{"$error":"#DIV/0!"}]
[null,null,null,null,null,null,null,null,null,null,null,null,null,0.67,0.71435570798628123,1458,{"$f":"IF($N1442<0.2*(1000/'Scenario Setup'!$E$159-10),0,($N1442-0.2*(1000/'Scenario Setup'!$E$159-10))^2/($N1442+0.8*(1000/'Scenario Setup'!$E$159-10)))","v":{"$error":"#DIV/0!"}},{"$error":"#DIV/0!"},{"$error":"#DIV/0!"},{"$error":"#DIV/0!"},{"$error":"#DIV/0!"}]
[null,null,null,null,null,null,null,null,null,null,null,null,null,0.67,0.71484566389024984,1459,{"$f":"IF($N1443<0.2*(1000/'Scenario Setup'!$E$159-10),0,($N1443-0.2*(1000/'Scenario Setup'!$E$159-10))^2/($N1443+0.8*(1000/'Scenario Setup'!$E$159-10)))","v":{"$error":"#DIV/0!"}},{"$error":"#DIV/0!"},{"$error":"#DIV/0!"},{"$error":"#DIV/0!"},{"$error":"#DIV/0!"}]
[null,null,null,null,null,null,null,null,null,null,null,null,null,0.67,0.71533561979421856,1460,{"$f":"IF($N1444<0.2*(1000/'Scenario Setup'!$E$159-10),0,($N1444-0.2*(1000/'Scenario Setup'!$E$159-10))^2/($N1444+0.8*(1000/'Scenario Setup'!$E$159-10)))","v":{"$error":"#DIV/0!"}},{"$error":"#DIV/0!"},{"$error":"#DIV/0!"},{"$error":"#DIV/0!"},{"$error":"#DIV/0!"}]
[null,null,null,null,null,null,null,null,null,null,null,null,null,0.67,0.71582557569818717,1461,{"$f":"IF($N1445<0.2*(1000/'Scenario Setup'!$E$159-10),0,($N1445-0.2*(1000/'Scenario Setup'!$E$159-10))^2/($N1445+0.8*(1000/'Scenario Setup'!$E$159-10)))","v":{"$error":"#DIV/0!"}},{"$error":"#DIV/0!"},{"$error":"#DIV/0!"},{"$error":"#DIV/0!"},{"$error":"#DIV/0!"}]
[null,null,null,null,null,null,null,null,null,null,null,null,null,0.67,0.71631553160215578,1462,{"$f":"IF($N1446<0.2*(1000/'Scenario Setup'!$E$159-10),0,($N1446-0.2*(1000/'Scenario Setup'!$E$159-10))^2/($N1446+0.8*(1000/'Scenario Setup'!$E$159-10)))","v":{"$error":"#DIV/0!"}},{"$error":"#DIV/0!"},{"$error":"#DIV/0!"},{"$error":"#DIV/0!"},{"$error":"#DIV/0!"}]
[null,null,null,null,null,null,null,null,null,null,null,null,null,0.67,0.71680548750612449,1463,{"$f":"IF($N1447<0.2*(1000/'Scenario Setup'!$E$159-10),0,($N1447-0.2*(1000/'Scenario Setup'!$E$159-10))^2/($N1447+0.8*(1000/'Scenario Setup'!$E$159-10)))","v":{"$error":"#DIV/0!"}},{"$error":"#DIV/0!"},{"$error":"#DIV/0!"},{"$error":"#DIV/0!"},{"$error":"#DIV/0!"}]
[null,null,null,null,null,null,null,null,null,null,null,null,null,0.67,0.7172954434100931,1464,{"$f":"IF($N1448<0.2*(1000/'Scenario Setup'!$E$159-10),0,($N1448-0.2*(1000/'Scenario Setup'!$E$159-10))^2/($N1448+0.8*(1000/'Scenario Setup'!$E$159-10)))","v":{"$error":"#DIV/0!"}},{"$error":"#DIV/0!"},{"$error":"#DIV/0!"},{"$error":"#DIV/0!"},{"$error":"#DIV/0!"}]
[null,null,null,null,null,null,null,null,null,null,null,null,null,0.67,0.71778539931406171,1465,{"$f":"IF($N1449<0.2*(1000/'Scenario Setup'!$E$159-10),0,($N1449-0.2*(1000/'Scenario Setup'!$E$159-10))^2/($N1449+0.8*(1000/'Scenario Setup'!$E$159-10)))","v":{"$error":"#DIV/0!"}},{"$error":"#DIV/0!"},{"$error":"#DIV/0!"},{"$error":"#DIV/0!"},{"$error":"#DIV/0!"}]
[null,null,null,null,null,null,null,null,null,null,null,null,null,0.67,0.71827535521803043,1466,{"$f":"IF($N1450<0.2*(1000/'Scenario Setup'!$E$159-10),0,($N1450-0.2*(1000/'Scenario Setup'!$E$159-10))^2/($N1450+0.8*(1000/'Scenario Setup'!$E$159-10)))","v":{"$error":"#DIV/0!"}},{"$error":"#DIV/0!"},{"$error":"#DIV/0!"},{"$error":"#DIV/0!"},{"$error":"#DIV/0!"}]
[null,null,null,null,null,null,null,null,null,null,null,null,null,0.67,0.71876531112199904,1467,{"$f":"IF($N1451<0.2*(1000/'Scenario Setup'!$E$159-10),0,($N1451-0.2*(1000/'Scenario Setup'!$E$159-10))^2/($N1451+0.8*(1000/'Scenario Setup'!$E$159-10)))","v":{"$error":"#DIV/0!"}},{"$error":"#DIV/0!"},{"$error":"#DIV/0!"},{"$error":"#DIV/0!"},{"$error":"#DIV/0!"}]
[null,null,null,null,null,null,null,null,null,null,null,null,null,0.67,0.71925526702596765,1468,{"$f":"IF($N1452<0.2*(1000/'Scenario Setup'!$E$159-10),0,($N1452-0.2*(1000/'Scenario Setup'!$E$159-10))^2/($N1452+0.8*(1000/'Scenario Setup'!$E$159-10)))","v":{"$error":"#DIV/0!"}},{"$error":"#DIV/0!"},{"$error":"#DIV/0!"},{"$error":"#DIV/0!"},{"$error":"#DIV/0!"}]
[null,null,null,null,null,null,null,null,null,null,null,null,null,0.67,0.71974522292993626,1469,{"$f":"IF($N1453<0.2*(1000/'Scenario Setup'!$E$159-10),0,($N1453-0.2*(1000/'Scenario Setup'!$E$159-10))^2/($N1453+0.8*(1000/'Scenario Setup'!$E$159-10)))","v":{"$error":"#DIV/0!"}},{"$error":"#DIV/0!"},{"$error":"#DIV/0!"},{"$error":"#DIV/0!"},{"$error":"#DIV/0!"}]
[null,null,null,null,null,null,null,null,null,null,null,null,null,0.68,0.72023517883390498,1470,{"$f":"IF($N1454<0.2*(1000/'Scenario Setup'!$E$159-10),0,($N1454-0.2*(1000/'Scenario Setup'!$E$159-10))^2/($N1454+0.8*(1000/'Scenario Setup'!$E$159-10)))","v":{"$error":"#DIV/0!"}},{"$error":"#DIV/0!"},{"$error":"#DIV/0!"},{"$error":"#DIV/0!"},{"$error":"#DIV/0!"}]
[null,null,null,null,null,null,null,null,null,null,null,null,null,0.68,0.72072513473787359,1471,{"$f":"IF($N1455<0.2*(1000/'Scenario Setup'!$E$159-10),0,($N1455-0.2*(1000/'Scenario Setup'!$E$159-10))^2/($N1455+0.8*(1000/'Scenario Setup'!$E$159-10)))","v":{"$error":"#DIV/0!"}},{"$error":"#DIV/0!"},{"$error":"#DIV/0!"},{"$error":"#DIV/0!"},{"$error":"#DIV/0!"}]
[null,null,null,null,null,null,null,null,null,null,null,null,null,0.68,0.72121509064184219,1472,{"$f":"IF($N1456<0.2*(1000/'Scenario Setup'!$E$159-10),0,($N1456-0.2*(1000/'Scenario Setup'!$E$159-10))^2/($N1456+0.8*(1000/'Scenario Setup'!$E$159-10)))","v":{"$error":"#DIV/0!"}},{"$error":"#DIV/0!"},{"$error":"#DIV/0!"},{"$error":"#DIV/0!"},{"$error":"#DIV/0!"}]
[null,null,null,null,null,null,null,null,null,null,null,null,null,0.68,0.72170504654581091,1473,{"$f":"IF($N1457<0.2*(1000/'Scenario Setup'!$E$159-10),0,($N1457-0.2*(1000/'Scenario Setup'!$E$159-10))^2/($N1457+0.8*(1000/'Scenario Setup'!$E$159-10)))","v":{"$error":"#DIV/0!"}},{"$error":"#DIV/0!"},{"$error":"#DIV/0!"},{"$error":"#DIV/0!"},{"$error":"#DIV/0!"}]
[null,null,null,null,null,null,null,null,null,null,null,null,null,0.68,0.72219500244977952,1474,{"$f":"IF($N1458<0.2*(1000/'Scenario Setup'!$E$159-10),0,($N1458-0.2*(1000/'Scenario Setup'!$E$159-10))^2/($N1458+0.8*(1000/'Scenario Setup'!$E$159-10)))","v":{"$error":"#DIV/0!"}},{"$error":"#DIV/0!"},{"$error":"#DIV/0!"},{"$error":"#DIV/0!"},{"$error":"#DIV/0!"}]
[null,null,null,null,null,null,null,null,null,null,null,null,null,0.68,0.72268495835374813,1475,{"$f":"IF($N1459<0.2*(1000/'Scenario Setup'!$E$159-10),0,($N1459-0.2*(1000/'Scenario Setup'!$E$159-10))^2/($N1459+0.8*(1000/'Scenario Setup'!$E$159-10)))","v":{"$error":"#DIV/0!"}},{"$error":"#DIV/0!"},{"$error":"#DIV/0!"},{"$error":"#DIV/0!"},{"$error":"#DIV/0!"}]
[null,null,null,null,null,null,null,null,null,null,null,null,null,0.68,0.72317491425771685,1476,{"$f":"IF($N1460<0.2*(1000/'Scenario Setup'!$E$159-10),0,($N1460-0.2*(1000/'Scenario Setup'!$E$159-10))^2/($N1460+0.8*(1000/'Scenario Setup'!$E$159-10)))","v":{"$error":"#DIV/0!"}},{"$error":"#DIV/0!"},{"$error":"#DIV/0!"},{"$error":"#DIV/0!"},{"$error":"#DIV/0!"}]
[null,null,null,null,null,null,null,null,null,null,null,null,null,0.68,0.72366487016168546,1477,{"$f":"IF($N1461<0.2*(1000/'Scenario Setup'!$E$159-10),0,($N1461-0.2*(1000/'Scenario Setup'!$E$159-10))^2/($N1461+0.8*(1000/'Scenario Setup'!$E$159-10)))","v":{"$error":"#DIV/0!"}},{"$error":"#DIV/0!"},{"$error":"#DIV/0!"},{"$error":"#DIV/0!"},{"$error":"#DIV/0!"}]
[null,null,null,null,null,null,null,null,null,null,null,null,null,0.68,0.72415482606565407,1478,{"$f":"IF($N1462<0.2*(1000/'Scenario Setup'!$E$159-10),0,($N1462-0.2*(1000/'Scenario Setup'!$E$159-10))^2/($N1462+0.8*(1000/'Scenario Setup'!$E$159-10)))","v":{"$error":"#DIV/0!"}},{"$error":"#DIV/0!"},{"$error":"#DIV/0!"},{"$error":"#DIV/0!"},{"$error":"#DIV/0!"}]
[null,null,null,null,null,null,null,null,null,null,null,null,null,0.68,0.72464478196962279,1479,{"$f":"IF($N1463<0.2*(1000/'Scenario Setup'!$E$159-10),0,($N1463-0.2*(1000/'Scenario Setup'!$E$159-10))^2/($N1463+0.8*(1000/'Scenario Setup'!$E$159-10)))","v":{"$error":"#DIV/0!"}},{"$error":"#DIV/0!"},{"$error":"#DIV/0!"},{"$error":"#DIV/0!"},{"$error":"#DIV/0!"}]
[null,null,null,null,null,null,null,null,null,null,null,null,null,0.68,0.7251347378735914,1480,{"$f":"IF($N1464<0.2*(1000/'Scenario Setup'!$E$159-10),0,($N1464-0.2*(1000/'Scenario Setup'!$E$159-10))^2/($N1464+0.8*(1000/'Scenario Setup'!$E$159-10)))","v":{"$error":"#DIV/0!"}},{"$error":"#DIV/0!"},{"$error":"#DIV/0!"},{"$error":"#DIV/0!"},{"$error":"#DIV/0!"}]
[null,null,null,null,null,null,null,null,null,null,null,null,null,0.68,0.72562469377756,1481,{"$f":"IF($N1465<0.2*(1000/'Scenario Setup'!$E$159-10),0,($N1465-0.2*(1000/'Scenario Setup'!$E$159-10))^2/($N1465+0.8*(1000/'Scenario Setup'!$E$159-10)))","v":{"$error":"#DIV/0!"}},{"$error":"#DIV/0!"},{"$error":"#DIV/0!"},{"$error":"#DIV/0!"},{"$error":"#DIV/0!"}]
[null,null,null,null,null,null,null,null,null,null,null,null,null,0.68,0.72611464968152861,1482,{"$f":"IF($N1466<0.2*(1000/'Scenario Setup'!$E$159-10),0,($N1466-0.2*(1000/'Scenario Setup'!$E$159-10))^2/($N1466+0.8*(1000/'Scenario Setup'!$E$159-10)))","v":{"$error":"#DIV/0!"}},{"$error":"#DIV/0!"},{"$error":"#DIV/0!"},{"$error":"#DIV/0!"},{"$error":"#DIV/0!"}]
[null,null,null,null,null,null,null,null,null,null,null,null,null,0.68,0.72660460558549733,1483,{"$f":"IF($N1467<0.2*(1000/'Scenario Setup'!$E$159-10),0,($N1467-0.2*(1000/'Scenario Setup'!$E$159-10))^2/($N1467+0.8*(1000/'Scenario Setup'!$E$159-10)))","v":{"$error":"#DIV/0!"}},{"$error":"#DIV/0!"},{"$error":"#DIV/0!"},{"$error":"#DIV/0!"},{"$error":"#DIV/0!"}]
[null,null,null,null,null,null,null,null,null,null,null,null,null,0.68,0.72709456148946594,1484,{"$f":"IF($N1468<0.2*(1000/'Scenario Setup'!$E$159-10),0,($N1468-0.2*(1000/'Scenario Setup'!$E$159-10))^2/($N1468+0.8*(1000/'Scenario Setup'!$E$159-10)))","v":{"$error":"#DIV/0!"}},{"$error":"#DIV/0!"},{"$error":"#DIV/0!"},{"$error":"#DIV/0!"},{"$error":"#DIV/0!"}]
[null,null,null,null,null,null,null,null,null,null,null,null,null,0.68,0.72758451739343455,1485,{"$f":"IF($N1469<0.2*(1000/'Scenario Setup'!$E$159-10),0,($N1469-0.2*(1000/'Scenario Setup'!$E$159-10))^2/($N1469+0.8*(1000/'Scenario Setup'!$E$159-10)))","v":{"$error":"#DIV/0!"}},{"$error":"#DIV/0!"},{"$error":"#DIV/0!"},{"$error":"#DIV/0!"},{"$error":"#DIV/0!"}]
[null,null,null,null,null,null,null,null,null,null,null,null,null,0.68,0.72807447329740327,1486,{"$f":"IF($N1470<0.2*(1000/'Scenario Setup'!$E$159-10),0,($N1470-0.2*(1000/'Scenario Setup'!$E$159-10))^2/($N1470+0.8*(1000/'Scenario Setup'!$E$159-10)))","v":{"$error":"#DIV/0!"}},{"$error":"#DIV/0!"},{"$error":"#DIV/0!"},{"$error":"#DIV/0!"},{"$error":"#DIV/0!"}]
[null,null,null,null,null,null,null,null,null,null,null,null,null,0.68,0.72856442920137188,1487,{"$f":"IF($N1471<0.2*(1000/'Scenario Setup'!$E$159-10),0,($N1471-0.2*(1000/'Scenario Setup'!$E$159-10))^2/($N1471+0.8*(1000/'Scenario Setup'!$E$159-10)))","v":{"$error":"#DIV/0!"}},{"$error":"#DIV/0!"},{"$error":"#DIV/0!"},{"$error":"#DIV/0!"},{"$error":"#DIV/0!"}]
[null,null,null,null,null,null,null,null,null,null,null,null,null,0.68,0.72905438510534049,1488,{"$f":"IF($N1472<0.2*(1000/'Scenario Setup'!$E$159-10),0,($N1472-0.2*(1000/'Scenario Setup'!$E$159-10))^2/($N1472+0.8*(1000/'Scenario Setup'!$E$159-10)))","v":{"$error":"#DIV/0!"}},{"$error":"#DIV/0!"},{"$error":"#DIV/0!"},{"$error":"#DIV/0!"},{"$error":"#DIV/0!"}]
[null,null,null,null,null,null,null,null,null,null,null,null,null,0.68,0.72954434100930921,1489,{"$f":"IF($N1473<0.2*(1000/'Scenario Setup'!$E$159-10),0,($N1473-0.2*(1000/'Scenario Setup'!$E$159-10))^2/($N1473+0.8*(1000/'Scenario Setup'!$E$159-10)))","v":{"$error":"#DIV/0!"}},{"$error":"#DIV/0!"},{"$error":"#DIV/0!"},{"$error":"#DIV/0!"},{"$error":"#DIV/0!"}]
[null,null,null,null,null,null,null,null,null,null,null,null,null,0.69,0.73003429691327781,1490,{"$f":"IF($N1474<0.2*(1000/'Scenario Setup'!$E$159-10),0,($N1474-0.2*(1000/'Scenario Setup'!$E$159-10))^2/($N1474+0.8*(1000/'Scenario Setup'!$E$159-10)))","v":{"$error":"#DIV/0!"}},{"$error":"#DIV/0!"},{"$error":"#DIV/0!"},{"$error":"#DIV/0!"},{"$error":"#DIV/0!"}]
[null,null,null,null,null,null,null,null,null,null,null,null,null,0.69,0.73052425281724642,1491,{"$f":"IF($N1475<0.2*(1000/'Scenario Setup'!$E$159-10),0,($N1475-0.2*(1000/'Scenario Setup'!$E$159-10))^2/($N1475+0.8*(1000/'Scenario Setup'!$E$159-10)))","v":{"$error":"#DIV/0!"}},{"$error":"#DIV/0!"},{"$error":"#DIV/0!"},{"$error":"#DIV/0!"},{"$error":"#DIV/0!"}]
[null,null,null,null,null,null,null,null,null,null,null,null,null,0.69,0.73101420872121514,1492,{"$f":"IF($N1476<0.2*(1000/'Scenario Setup'!$E$159-10),0,($N1476-0.2*(1000/'Scenario Setup'!$E$159-10))^2/($N1476+0.8*(1000/'Scenario Setup'!$E$159-10)))","v":{"$error":"#DIV/0!"}},{"$f":"Q1476/SUM(Q$4:Q$2025)","v":{"$error":"#DIV/0!"}},{"$error":"#DIV/0!"},{"$error":"#DIV/0!"},{"$error":"#DIV/0!"}]
[null,null,null,null,null,null,null,null,null,null,null,null,null,0.69,{"$f":"P1477/2041","v":0.73150416462518375},1493,{"$f":"IF($N1477<0.2*(1000/'Scenario Setup'!$E$159-10),0,($N1477-0.2*(1000/'Scenario Setup'!$E$159-10))^2/($N1477+0.8*(1000/'Scenario Setup'!$E$159-10)))","v":{"$error":"#DIV/0!"}},{"$error":"#DIV/0!"},{"$f":"IF(Q1477>0,_xlfn.RANK.EQ(Q1477,$Q$4:$Q$2025,1),\"\")","v":{"$error":"#DIV/0!"}},{"$f":"IF(S1477=\"\",0,_xlfn.RANK.EQ(S1477,$S$4:$S$2025,1))","v":{"$error":"#DIV/0!"}},{"$f":"ROUND(T1477/COUNTIFS($Q$4:$Q$2025,\">0\"),2)","v":{"$error":"#DIV/0!"}}]
[null,null,null,null,null,null,null,null,null,null,null,null,null,0.69,0.73199412052915236,1494,{"$f":"IF($N1478<0.2*(1000/'Scenario Setup'!$E$159-10),0,($N1478-0.2*(1000/'Scenario Setup'!$E$159-10))^2/($N1478+0.8*(1000/'Scenario Setup'!$E$159-10)))","v":{"$error":"#DIV/0!"}},{"$error":"#DIV/0!"},{"$error":"#DIV/0!"},{"$error":"#DIV/0!"},{"$error":"#DIV/0!"}]
[null,null,null,null,null,null,null,null,null,null,null,null,null,0.69,0.73248407643312097,1495,{"$f":"IF($N1479<0.2*(1000/'Scenario Setup'!$E$159-10),0,($N1479-0.2*(1000/'Scenario Setup'!$E$159-10))^2/($N1479+0.8*(1000/'Scenario Setup'!$E$159-10)))","v":{"$error":"#DIV/0!"}},{"$error":"#DIV/0!"},{"$error":"#DIV/0!"},{"$error":"#DIV/0!"},{"$error":"#DIV/0!"}]
[null,null,null,null,null,null,null,null,null,null,null,null,null,0.69,0.73297403233708969,1496,{"$f":"IF($N1480<0.2*(1000/'Scenario Setup'!$E$159-10),0,($N1480-0.2*(1000/'Scenario Setup'!$E$159-10))^2/($N1480+0.8*(1000/'Scenario Setup'!$E$159-10)))","v":{"$error":"#DIV/0!"}},{"$error":"#DIV/0!"},{"$error":"#DIV/0!"},{"$error":"#DIV/0!"},{"$error":"#DIV/0!"}]
[null,null,null,null,null,null,null,null,null,null,null,null,null,0.69,0.7334639882410583,1497,{"$f":"IF($N1481<0.2*(1000/'Scenario Setup'!$E$159-10),0,($N1481-0.2*(1000/'Scenario Setup'!$E$159-10))^2/($N1481+0.8*(1000/'Scenario Setup'!$E$159-10)))","v":{"$error":"#DIV/0!"}},{"$error":"#DIV/0!"},{"$error":"#DIV/0!"},{"$error":"#DIV/0!"},{"$error":"#DIV/0!"}]
[null,null,null,null,null,null,null,null,null,null,null,null,null,0.69,0.7339539441450269,1498,{"$f":"IF($N1482<0.2*(1000/'Scenario Setup'!$E$159-10),0,($N1482-0.2*(1000/'Scenario Setup'!$E$159-10))^2/($N1482+0.8*(1000/'Scenario Setup'!$E$159-10)))","v":{"$error":"#DIV/0!"}},{"$error":"#DIV/0!"},{"$error":"#DIV/0!"},{"$error":"#DIV/0!"},{"$error":"#DIV/0!"}]
[null,null,null,null,null,null,null,null,null,null,null,null,null,0.69,0.73444390004899562,1499,{"$f":"IF($N1483<0.2*(1000/'Scenario Setup'!$E$159-10),0,($N1483-0.2*(1000/'Scenario Setup'!$E$159-10))^2/($N1483+0.8*(1000/'Scenario Setup'!$E$159-10)))","v":{"$error":"#DIV/0!"}},{"$error":"#DIV/0!"},{"$error":"#DIV/0!"},{"$error":"#DIV/0!"},{"$error":"#DIV/0!"}]
[null,null,null,null,null,null,null,null,null,null,null,null,null,0.7,0.73493385595296423,1500,{"$f":"IF($N1484<0.2*(1000/'Scenario Setup'!$E$159-10),0,($N1484-0.2*(1000/'Scenario Setup'!$E$159-10))^2/($N1484+0.8*(1000/'Scenario Setup'!$E$159-10)))","v":{"$error":"#DIV/0!"}},{"$error":"#DIV/0!"},{"$error":"#DIV/0!"},{"$error":"#DIV/0!"},{"$error":"#DIV/0!"}]
[null,null,null,null,null,null,null,null,null,null,null,null,null,0.7,0.73542381185693284,1501,{"$f":"IF($N1485<0.2*(1000/'Scenario Setup'!$E$159-10),0,($N1485-0.2*(1000/'Scenario Setup'!$E$159-10))^2/($N1485+0.8*(1000/'Scenario Setup'!$E$159-10)))","v":{"$error":"#DIV/0!"}},{"$error":"#DIV/0!"},{"$error":"#DIV/0!"},{"$error":"#DIV/0!"},{"$error":"#DIV/0!"}]
[null,null,null,null,null,null,null,null,null,null,null,null,null,0.7,0.73591376776090156,1502,{"$f":"IF($N1486<0.2*(1000/'Scenario Setup'!$E$159-10),0,($N1486-0.2*(1000/'Scenario Setup'!$E$159-10))^2/($N1486+0.8*(1000/'Scenario Setup'!$E$159-10)))","v":{"$error":"#DIV/0!"}},{"$error":"#DIV/0!"},{"$error":"#DIV/0!"},{"$error":"#DIV/0!"},{"$error":"#DIV/0!"}]
[null,null,null,null,null,null,null,null,null,null,null,null,null,0.7,0.73640372366487017,1503,{"$f":"IF($N1487<0.2*(1000/'Scenario Setup'!$E$159-10),0,($N1487-0.2*(1000/'Scenario Setup'!$E$159-10))^2/($N1487+0.8*(1000/'Scenario Setup'!$E$159-10)))","v":{"$error":"#DIV/0!"}},{"$error":"#DIV/0!"},{"$error":"#DIV/0!"},{"$error":"#DIV/0!"},{"$error":"#DIV/0!"}]
[null,null,null,null,null,null,null,null,null,null,null,null,null,0.7,0.73689367956883878,1504,{"$f":"IF($N1488<0.2*(1000/'Scenario Setup'!$E$159-10),0,($N1488-0.2*(1000/'Scenario Setup'!$E$159-10))^2/($N1488+0.8*(1000/'Scenario Setup'!$E$159-10)))","v":{"$error":"#DIV/0!"}},{"$error":"#DIV/0!"},{"$error":"#DIV/0!"},{"$error":"#DIV/0!"},{"$error":"#DIV/0!"}]
[null,null,null,null,null,null,null,null,null,null,null,null,null,0.7,0.7373836354728075,1505,{"$f":"IF($N1489<0.2*(1000/'Scenario Setup'!$E$159-10),0,($N1489-0.2*(1000/'Scenario Setup'!$E$159-10))^2/($N1489+0.8*(1000/'Scenario Setup'!$E$159-10)))","v":{"$error":"#DIV/0!"}},{"$error":"#DIV/0!"},{"$error":"#DIV/0!"},{"$error":"#DIV/0!"},{"$error":"#DIV/0!"}]
[null,null,null,null,null,null,null,null,null,null,null,null,null,0.7,0.73787359137677611,1506,{"$f":"IF($N1490<0.2*(1000/'Scenario Setup'!$E$159-10),0,($N1490-0.2*(1000/'Scenario Setup'!$E$159-10))^2/($N1490+0.8*(1000/'Scenario Setup'!$E$159-10)))","v":{"$error":"#DIV/0!"}},{"$error":"#DIV/0!"},{"$error":"#DIV/0!"},{"$error":"#DIV/0!"},{"$error":"#DIV/0!"}]
[null,null,null,null,null,null,null,null,null,null,null,null,null,0.7,0.73836354728074471,1507,{"$f":"IF($N1491<0.2*(1000/'Scenario Setup'!$E$159-10),0,($N1491-0.2*(1000/'Scenario Setup'!$E$159-10))^2/($N1491+0.8*(1000/'Scenario Setup'!$E$159-10)))","v":{"$error":"#DIV/0!"}},{"$error":"#DIV/0!"},{"$error":"#DIV/0!"},{"$error":"#DIV/0!"},{"$error":"#DIV/0!"}]
[null,null,null,null,null,null,null,null,null,null,null,null,null,0.7,0.73885350318471332,1508,{"$f":"IF($N1492<0.2*(1000/'Scenario Setup'!$E$159-10),0,($N1492-0.2*(1000/'Scenario Setup'!$E$159-10))^2/($N1492+0.8*(1000/'Scenario Setup'!$E$159-10)))","v":{"$error":"#DIV/0!"}},{"$error":"#DIV/0!"},{"$error":"#DIV/0!"},{"$error":"#DIV/0!"},{"$error":"#DIV/0!"}]
[null,null,null,null,null,null,null,null,null,null,null,null,null,0.7,0.73934345908868204,1509,{"$f":"IF($N1493<0.2*(1000/'Scenario Setup'!$E$159-10),0,($N1493-0.2*(1000/'Scenario Setup'!$E$159-10))^2/($N1493+0.8*(1000/'Scenario Setup'!$E$159-10)))","v":{"$error":"#DIV/0!"}},{"$error":"#DIV/0!"},{"$error":"#DIV/0!"},{"$error":"#DIV/0!"},{"$error":"#DIV/0!"}]
[null,null,null,null,null,null,null,null,null,null,null,null,null,0.7,0.73983341499265065,1510,{"$f":"IF($N1494<0.2*(1000/'Scenario Setup'!$E$159-10),0,($N1494-0.2*(1000/'Scenario Setup'!$E$159-10))^2/($N1494+0.8*(1000/'Scenario Setup'!$E$159-10)))","v":{"$error":"#DIV/0!"}},{"$error":"#DIV/0!"},{"$error":"#DIV/0!"},{"$error":"#DIV/0!"},{"$error":"#DIV/0!"}]
[null,null,null,null,null,null,null,null,null,null,null,null,null,0.71,0.74032337089661926,1511,{"$f":"IF($N1495<0.2*(1000/'Scenario Setup'!$E$159-10),0,($N1495-0.2*(1000/'Scenario Setup'!$E$159-10))^2/($N1495+0.8*(1000/'Scenario Setup'!$E$159-10)))","v":{"$error":"#DIV/0!"}},{"$error":"#DIV/0!"},{"$error":"#DIV/0!"},{"$error":"#DIV/0!"},{"$error":"#DIV/0!"}]
[null,null,null,null,null,null,null,null,null,null,null,null,null,0.71,0.74081332680058798,1512,{"$f":"IF($N1496<0.2*(1000/'Scenario Setup'!$E$159-10),0,($N1496-0.2*(1000/'Scenario Setup'!$E$159-10))^2/($N1496+0.8*(1000/'Scenario Setup'!$E$159-10)))","v":{"$error":"#DIV/0!"}},{"$error":"#DIV/0!"},{"$error":"#DIV/0!"},{"$error":"#DIV/0!"},{"$error":"#DIV/0!"}]
[null,null,null,null,null,null,null,null,null,null,null,null,null,0.71,0.74130328270455659,1513,{"$f":"IF($N1497<0.2*(1000/'Scenario Setup'!$E$159-10),0,($N1497-0.2*(1000/'Scenario Setup'!$E$159-10))^2/($N1497+0.8*(1000/'Scenario Setup'!$E$159-10)))","v":{"$error":"#DIV/0!"}},{"$error":"#DIV/0!"},{"$error":"#DIV/0!"},{"$error":"#DIV/0!"},{"$error":"#DIV/0!"}]
[null,null,null,null,null,null,null,null,null,null,null,null,null,0.71,0.7417932386085252,1514,{"$f":"IF($N1498<0.2*(1000/'Scenario Setup'!$E$159-10),0,($N1498-0.2*(1000/'Scenario Setup'!$E$159-10))^2/($N1498+0.8*(1000/'Scenario Setup'!$E$159-10)))","v":{"$error":"#DIV/0!"}},{"$error":"#DIV/0!"},{"$error":"#DIV/0!"},{"$error":"#DIV/0!"},{"$error":"#DIV/0!"}]
[null,null,null,null,null,null,null,null,null,null,null,null,null,0.71,0.74228319451249392,1515,{"$f":"IF($N1499<0.2*(1000/'Scenario Setup'!$E$159-10),0,($N1499-0.2*(1000/'Scenario Setup'!$E$159-10))^2/($N1499+0.8*(1000/'Scenario Setup'!$E$159-10)))","v":{"$error":"#DIV/0!"}},{"$error":"#DIV/0!"},{"$error":"#DIV/0!"},{"$error":"#DIV/0!"},{"$error":"#DIV/0!"}]
[null,null,null,null,null,null,null,null,null,null,null,null,null,0.71,0.74277315041646252,1516,{"$f":"IF($N1500<0.2*(1000/'Scenario Setup'!$E$159-10),0,($N1500-0.2*(1000/'Scenario Setup'!$E$159-10))^2/($N1500+0.8*(1000/'Scenario Setup'!$E$159-10)))","v":{"$error":"#DIV/0!"}},{"$error":"#DIV/0!"},{"$error":"#DIV/0!"},{"$error":"#DIV/0!"},{"$error":"#DIV/0!"}]
[null,null,null,null,null,null,null,null,null,null,null,null,null,0.71,0.74326310632043113,1517,{"$f":"IF($N1501<0.2*(1000/'Scenario Setup'!$E$159-10),0,($N1501-0.2*(1000/'Scenario Setup'!$E$159-10))^2/($N1501+0.8*(1000/'Scenario Setup'!$E$159-10)))","v":{"$error":"#DIV/0!"}},{"$error":"#DIV/0!"},{"$error":"#DIV/0!"},{"$error":"#DIV/0!"},{"$error":"#DIV/0!"}]
[null,null,null,null,null,null,null,null,null,null,null,null,null,0.71,0.74375306222439985,1518,{"$f":"IF($N1502<0.2*(1000/'Scenario Setup'!$E$159-10),0,($N1502-0.2*(1000/'Scenario Setup'!$E$159-10))^2/($N1502+0.8*(1000/'Scenario Setup'!$E$159-10)))","v":{"$error":"#DIV/0!"}},{"$error":"#DIV/0!"},{"$error":"#DIV/0!"},{"$error":"#DIV/0!"},{"$error":"#DIV/0!"}]
[null,null,null,null,null,null,null,null,null,null,null,null,null,0.71,0.74424301812836846,1519,{"$f":"IF($N1503<0.2*(1000/'Scenario Setup'!$E$159-10),0,($N1503-0.2*(1000/'Scenario Setup'!$E$159-10))^2/($N1503+0.8*(1000/'Scenario Setup'!$E$159-10)))","v":{"$error":"#DIV/0!"}},{"$error":"#DIV/0!"},{"$error":"#DIV/0!"},{"$error":"#DIV/0!"},{"$error":"#DIV/0!"}]
[null,null,null,null,null,null,null,null,null,null,null,null,null,0.72,0.74473297403233707,1520,{"$f":"IF($N1504<0.2*(1000/'Scenario Setup'!$E$159-10),0,($N1504-0.2*(1000/'Scenario Setup'!$E$159-10))^2/($N1504+0.8*(1000/'Scenario Setup'!$E$159-10)))","v":{"$error":"#DIV/0!"}},{"$error":"#DIV/0!"},{"$error":"#DIV/0!"},{"$error":"#DIV/0!"},{"$error":"#DIV/0!"}]
[null,null,null,null,null,null,null,null,null,null,null,null,null,0.72,0.74522292993630568,1521,{"$f":"IF($N1505<0.2*(1000/'Scenario Setup'!$E$159-10),0,($N1505-0.2*(1000/'Scenario Setup'!$E$159-10))^2/($N1505+0.8*(1000/'Scenario Setup'!$E$159-10)))","v":{"$error":"#DIV/0!"}},{"$error":"#DIV/0!"},{"$error":"#DIV/0!"},{"$error":"#DIV/0!"},{"$error":"#DIV/0!"}]
[null,null,null,null,null,null,null,null,null,null,null,null,null,0.72,0.7457128858402744,1522,{"$f":"IF($N1506<0.2*(1000/'Scenario Setup'!$E$159-10),0,($N1506-0.2*(1000/'Scenario Setup'!$E$159-10))^2/($N1506+0.8*(1000/'Scenario Setup'!$E$159-10)))","v":{"$error":"#DIV/0!"}},{"$error":"#DIV/0!"},{"$error":"#DIV/0!"},{"$error":"#DIV/0!"},{"$error":"#DIV/0!"}]
[null,null,null,null,null,null,null,null,null,null,null,null,null,0.72,0.74620284174424301,1523,{"$f":"IF($N1507<0.2*(1000/'Scenario Setup'!$E$159-10),0,($N1507-0.2*(1000/'Scenario Setup'!$E$159-10))^2/($N1507+0.8*(1000/'Scenario Setup'!$E$159-10)))","v":{"$error":"#DIV/0!"}},{"$error":"#DIV/0!"},{"$error":"#DIV/0!"},{"$error":"#DIV/0!"},{"$error":"#DIV/0!"}]
[null,null,null,null,null,null,null,null,null,null,null,null,null,0.72,0.74669279764821161,1524,{"$f":"IF($N1508<0.2*(1000/'Scenario Setup'!$E$159-10),0,($N1508-0.2*(1000/'Scenario Setup'!$E$159-10))^2/($N1508+0.8*(1000/'Scenario Setup'!$E$159-10)))","v":{"$error":"#DIV/0!"}},{"$error":"#DIV/0!"},{"$error":"#DIV/0!"},{"$error":"#DIV/0!"},{"$error":"#DIV/0!"}]
[null,null,null,null,null,null,null,null,null,null,null,null,null,0.72,0.74718275355218033,1525,{"$f":"IF($N1509<0.2*(1000/'Scenario Setup'!$E$159-10),0,($N1509-0.2*(1000/'Scenario Setup'!$E$159-10))^2/($N1509+0.8*(1000/'Scenario Setup'!$E$159-10)))","v":{"$error":"#DIV/0!"}},{"$error":"#DIV/0!"},{"$error":"#DIV/0!"},{"$error":"#DIV/0!"},{"$error":"#DIV/0!"}]
[null,null,null,null,null,null,null,null,null,null,null,null,null,0.72,0.74767270945614894,1526,{"$f":"IF($N1510<0.2*(1000/'Scenario Setup'!$E$159-10),0,($N1510-0.2*(1000/'Scenario Setup'!$E$159-10))^2/($N1510+0.8*(1000/'Scenario Setup'!$E$159-10)))","v":{"$error":"#DIV/0!"}},{"$error":"#DIV/0!"},{"$error":"#DIV/0!"},{"$error":"#DIV/0!"},{"$error":"#DIV/0!"}]
[null,null,null,null,null,null,null,null,null,null,null,null,null,0.72,0.74816266536011755,1527,{"$f":"IF($N1511<0.2*(1000/'Scenario Setup'!$E$159-10),0,($N1511-0.2*(1000/'Scenario Setup'!$E$159-10))^2/($N1511+0.8*(1000/'Scenario Setup'!$E$159-10)))","v":{"$error":"#DIV/0!"}},{"$error":"#DIV/0!"},{"$error":"#DIV/0!"},{"$error":"#DIV/0!"},{"$error":"#DIV/0!"}]
[null,null,null,null,null,null,null,null,null,null,null,null,null,0.72,0.74865262126408627,1528,{"$f":"IF($N1512<0.2*(1000/'Scenario Setup'!$E$159-10),0,($N1512-0.2*(1000/'Scenario Setup'!$E$159-10))^2/($N1512+0.8*(1000/'Scenario Setup'!$E$159-10)))","v":{"$error":"#DIV/0!"}},{"$error":"#DIV/0!"},{"$error":"#DIV/0!"},{"$error":"#DIV/0!"},{"$error":"#DIV/0!"}]
[null,null,null,null,null,null,null,null,null,null,null,null,null,0.72,0.74914257716805488,1529,{"$f":"IF($N1513<0.2*(1000/'Scenario Setup'!$E$159-10),0,($N1513-0.2*(1000/'Scenario Setup'!$E$159-10))^2/($N1513+0.8*(1000/'Scenario Setup'!$E$159-10)))","v":{"$error":"#DIV/0!"}},{"$error":"#DIV/0!"},{"$error":"#DIV/0!"},{"$error":"#DIV/0!"},{"$error":"#DIV/0!"}]
[null,null,null,null,null,null,null,null,null,null,null,null,null,0.72,0.74963253307202349,1530,{"$f":"IF($N1514<0.2*(1000/'Scenario Setup'!$E$159-10),0,($N1514-0.2*(1000/'Scenario Setup'!$E$159-10))^2/($N1514+0.8*(1000/'Scenario Setup'!$E$159-10)))","v":{"$error":"#DIV/0!"}},{"$error":"#DIV/0!"},{"$error":"#DIV/0!"},{"$error":"#DIV/0!"},{"$error":"#DIV/0!"}]
[null,null,null,null,null,null,null,null,null,null,null,null,null,0.72,0.75012248897599221,1531,{"$f":"IF($N1515<0.2*(1000/'Scenario Setup'!$E$159-10),0,($N1515-0.2*(1000/'Scenario Setup'!$E$159-10))^2/($N1515+0.8*(1000/'Scenario Setup'!$E$159-10)))","v":{"$error":"#DIV/0!"}},{"$error":"#DIV/0!"},{"$error":"#DIV/0!"},{"$error":"#DIV/0!"},{"$error":"#DIV/0!"}]
[null,null,null,null,null,null,null,null,null,null,null,null,null,0.73,0.75061244487996082,1532,{"$f":"IF($N1516<0.2*(1000/'Scenario Setup'!$E$159-10),0,($N1516-0.2*(1000/'Scenario Setup'!$E$159-10))^2/($N1516+0.8*(1000/'Scenario Setup'!$E$159-10)))","v":{"$error":"#DIV/0!"}},{"$error":"#DIV/0!"},{"$error":"#DIV/0!"},{"$error":"#DIV/0!"},{"$error":"#DIV/0!"}]
[null,null,null,null,null,null,null,null,null,null,null,null,null,0.73,0.75110240078392942,1533,{"$f":"IF($N1517<0.2*(1000/'Scenario Setup'!$E$159-10),0,($N1517-0.2*(1000/'Scenario Setup'!$E$159-10))^2/($N1517+0.8*(1000/'Scenario Setup'!$E$159-10)))","v":{"$error":"#DIV/0!"}},{"$error":"#DIV/0!"},{"$error":"#DIV/0!"},{"$error":"#DIV/0!"},{"$error":"#DIV/0!"}]
[null,null,null,null,null,null,null,null,null,null,null,null,null,0.73,0.75159235668789814,1534,{"$f":"IF($N1518<0.2*(1000/'Scenario Setup'!$E$159-10),0,($N1518-0.2*(1000/'Scenario Setup'!$E$159-10))^2/($N1518+0.8*(1000/'Scenario Setup'!$E$159-10)))","v":{"$error":"#DIV/0!"}},{"$error":"#DIV/0!"},{"$error":"#DIV/0!"},{"$error":"#DIV/0!"},{"$error":"#DIV/0!"}]
[null,null,null,null,null,null,null,null,null,null,null,null,null,0.73,0.75208231259186675,1535,{"$f":"IF($N1519<0.2*(1000/'Scenario Setup'!$E$159-10),0,($N1519-0.2*(1000/'Scenario Setup'!$E$159-10))^2/($N1519+0.8*(1000/'Scenario Setup'!$E$159-10)))","v":{"$error":"#DIV/0!"}},{"$error":"#DIV/0!"},{"$error":"#DIV/0!"},{"$error":"#DIV/0!"},{"$error":"#DIV/0!"}]
[null,null,null,null,null,null,null,null,null,null,null,null,null,0.73,0.75257226849583536,1536,{"$f":"IF($N1520<0.2*(1000/'Scenario Setup'!$E$159-10),0,($N1520-0.2*(1000/'Scenario Setup'!$E$159-10))^2/($N1520+0.8*(1000/'Scenario Setup'!$E$159-10)))","v":{"$error":"#DIV/0!"}},{"$error":"#DIV/0!"},{"$error":"#DIV/0!"},{"$error":"#DIV/0!"},{"$error":"#DIV/0!"}]
[null,null,null,null,null,null,null,null,null,null,null,null,null,0.73,0.75306222439980397,1537,{"$f":"IF($N1521<0.2*(1000/'Scenario Setup'!$E$159-10),0,($N1521-0.2*(1000/'Scenario Setup'!$E$159-10))^2/($N1521+0.8*(1000/'Scenario Setup'!$E$159-10)))","v":{"$error":"#DIV/0!"}},{"$error":"#DIV/0!"},{"$error":"#DIV/0!"},{"$error":"#DIV/0!"},{"$error":"#DIV/0!"}]
[null,null,null,null,null,null,null,null,null,null,null,null,null,0.73,0.75355218030377269,1538,{"$f":"IF($N1522<0.2*(1000/'Scenario Setup'!$E$159-10),0,($N1522-0.2*(1000/'Scenario Setup'!$E$159-10))^2/($N1522+0.8*(1000/'Scenario Setup'!$E$159-10)))","v":{"$error":"#DIV/0!"}},{"$error":"#DIV/0!"},{"$error":"#DIV/0!"},{"$error":"#DIV/0!"},{"$error":"#DIV/0!"}]
[null,null,null,null,null,null,null,null,null,null,null,null,null,0.73,0.7540421362077413,1539,{"$f":"IF($N1523<0.2*(1000/'Scenario Setup'!$E$159-10),0,($N1523-0.2*(1000/'Scenario Setup'!$E$159-10))^2/($N1523+0.8*(1000/'Scenario Setup'!$E$159-10)))","v":{"$error":"#DIV/0!"}},{"$error":"#DIV/0!"},{"$error":"#DIV/0!"},{"$error":"#DIV/0!"},{"$error":"#DIV/0!"}]
[null,null,null,null,null,null,null,null,null,null,null,null,null,0.73,0.75453209211170991,1540,{"$f":"IF($N1524<0.2*(1000/'Scenario Setup'!$E$159-10),0,($N1524-0.2*(1000/'Scenario Setup'!$E$159-10))^2/($N1524+0.8*(1000/'Scenario Setup'!$E$159-10)))","v":{"$error":"#DIV/0!"}},{"$error":"#DIV/0!"},{"$error":"#DIV/0!"},{"$error":"#DIV/0!"},{"$error":"#DIV/0!"}]
[null,null,null,null,null,null,null,null,null,null,null,null,null,0.73,0.75502204801567863,1541,{"$f":"IF($N1525<0.2*(1000/'Scenario Setup'!$E$159-10),0,($N1525-0.2*(1000/'Scenario Setup'!$E$159-10))^2/($N1525+0.8*(1000/'Scenario Setup'!$E$159-10)))","v":{"$error":"#DIV/0!"}},{"$error":"#DIV/0!"},{"$error":"#DIV/0!"},{"$error":"#DIV/0!"},{"$error":"#DIV/0!"}]
[null,null,null,null,null,null,null,null,null,null,null,null,null,0.73,0.75551200391964723,1542,{"$f":"IF($N1526<0.2*(1000/'Scenario Setup'!$E$159-10),0,($N1526-0.2*(1000/'Scenario Setup'!$E$159-10))^2/($N1526+0.8*(1000/'Scenario Setup'!$E$159-10)))","v":{"$error":"#DIV/0!"}},{"$error":"#DIV/0!"},{"$error":"#DIV/0!"},{"$error":"#DIV/0!"},{"$error":"#DIV/0!"}]
[null,null,null,null,null,null,null,null,null,null,null,null,null,0.73,0.75600195982361584,1543,{"$f":"IF($N1527<0.2*(1000/'Scenario Setup'!$E$159-10),0,($N1527-0.2*(1000/'Scenario Setup'!$E$159-10))^2/($N1527+0.8*(1000/'Scenario Setup'!$E$159-10)))","v":{"$error":"#DIV/0!"}},{"$error":"#DIV/0!"},{"$error":"#DIV/0!"},{"$error":"#DIV/0!"},{"$error":"#DIV/0!"}]
[null,null,null,null,null,null,null,null,null,null,null,null,null,0.73,0.75649191572758456,1544,{"$f":"IF($N1528<0.2*(1000/'Scenario Setup'!$E$159-10),0,($N1528-0.2*(1000/'Scenario Setup'!$E$159-10))^2/($N1528+0.8*(1000/'Scenario Setup'!$E$159-10)))","v":{"$error":"#DIV/0!"}},{"$error":"#DIV/0!"},{"$error":"#DIV/0!"},{"$error":"#DIV/0!"},{"$error":"#DIV/0!"}]
[null,null,null,null,null,null,null,null,null,null,null,null,null,0.73,0.75698187163155317,1545,{"$f":"IF($N1529<0.2*(1000/'Scenario Setup'!$E$159-10),0,($N1529-0.2*(1000/'Scenario Setup'!$E$159-10))^2/($N1529+0.8*(1000/'Scenario Setup'!$E$159-10)))","v":{"$error":"#DIV/0!"}},{"$error":"#DIV/0!"},{"$error":"#DIV/0!"},{"$error":"#DIV/0!"},{"$error":"#DIV/0!"}]
[null,null,null,null,null,null,null,null,null,null,null,null,null,0.73,0.75747182753552178,1546,{"$f":"IF($N1530<0.2*(1000/'Scenario Setup'!$E$159-10),0,($N1530-0.2*(1000/'Scenario Setup'!$E$159-10))^2/($N1530+0.8*(1000/'Scenario Setup'!$E$159-10)))","v":{"$error":"#DIV/0!"}},{"$error":"#DIV/0!"},{"$error":"#DIV/0!"},{"$error":"#DIV/0!"},{"$error":"#DIV/0!"}]
[null,null,null,null,null,null,null,null,null,null,null,null,null,0.73,0.7579617834394905,1547,{"$f":"IF($N1531<0.2*(1000/'Scenario Setup'!$E$159-10),0,($N1531-0.2*(1000/'Scenario Setup'!$E$159-10))^2/($N1531+0.8*(1000/'Scenario Setup'!$E$159-10)))","v":{"$error":"#DIV/0!"}},{"$error":"#DIV/0!"},{"$error":"#DIV/0!"},{"$error":"#DIV/0!"},{"$error":"#DIV/0!"}]
[null,null,null,null,null,null,null,null,null,null,null,null,null,0.73,0.75845173934345911,1548,{"$f":"IF($N1532<0.2*(1000/'Scenario Setup'!$E$159-10),0,($N1532-0.2*(1000/'Scenario Setup'!$E$159-10))^2/($N1532+0.8*(1000/'Scenario Setup'!$E$159-10)))","v":{"$error":"#DIV/0!"}},{"$error":"#DIV/0!"},{"$error":"#DIV/0!"},{"$error":"#DIV/0!"},{"$error":"#DIV/0!"}]
[null,null,null,null,null,null,null,null,null,null,null,null,null,0.74,0.75894169524742772,1549,{"$f":"IF($N1533<0.2*(1000/'Scenario Setup'!$E$159-10),0,($N1533-0.2*(1000/'Scenario Setup'!$E$159-10))^2/($N1533+0.8*(1000/'Scenario Setup'!$E$159-10)))","v":{"$error":"#DIV/0!"}},{"$error":"#DIV/0!"},{"$error":"#DIV/0!"},{"$error":"#DIV/0!"},{"$error":"#DIV/0!"}]
[null,null,null,null,null,null,null,null,null,null,null,null,null,0.74,0.75943165115139633,1550,{"$f":"IF($N1534<0.2*(1000/'Scenario Setup'!$E$159-10),0,($N1534-0.2*(1000/'Scenario Setup'!$E$159-10))^2/($N1534+0.8*(1000/'Scenario Setup'!$E$159-10)))","v":{"$error":"#DIV/0!"}},{"$error":"#DIV/0!"},{"$error":"#DIV/0!"},{"$error":"#DIV/0!"},{"$error":"#DIV/0!"}]
[null,null,null,null,null,null,null,null,null,null,null,null,null,0.74,0.75992160705536504,1551,{"$f":"IF($N1535<0.2*(1000/'Scenario Setup'!$E$159-10),0,($N1535-0.2*(1000/'Scenario Setup'!$E$159-10))^2/($N1535+0.8*(1000/'Scenario Setup'!$E$159-10)))","v":{"$error":"#DIV/0!"}},{"$error":"#DIV/0!"},{"$error":"#DIV/0!"},{"$error":"#DIV/0!"},{"$error":"#DIV/0!"}]
[null,null,null,null,null,null,null,null,null,null,null,null,null,0.74,0.76041156295933365,1552,{"$f":"IF($N1536<0.2*(1000/'Scenario Setup'!$E$159-10),0,($N1536-0.2*(1000/'Scenario Setup'!$E$159-10))^2/($N1536+0.8*(1000/'Scenario Setup'!$E$159-10)))","v":{"$error":"#DIV/0!"}},{"$error":"#DIV/0!"},{"$error":"#DIV/0!"},{"$error":"#DIV/0!"},{"$error":"#DIV/0!"}]
[null,null,null,null,null,null,null,null,null,null,null,null,null,0.74,0.76090151886330226,1553,{"$f":"IF($N1537<0.2*(1000/'Scenario Setup'!$E$159-10),0,($N1537-0.2*(1000/'Scenario Setup'!$E$159-10))^2/($N1537+0.8*(1000/'Scenario Setup'!$E$159-10)))","v":{"$error":"#DIV/0!"}},{"$error":"#DIV/0!"},{"$error":"#DIV/0!"},{"$error":"#DIV/0!"},{"$error":"#DIV/0!"}]
[null,null,null,null,null,null,null,null,null,null,null,null,null,0.74,0.76139147476727098,1554,{"$f":"IF($N1538<0.2*(1000/'Scenario Setup'!$E$159-10),0,($N1538-0.2*(1000/'Scenario Setup'!$E$159-10))^2/($N1538+0.8*(1000/'Scenario Setup'!$E$159-10)))","v":{"$error":"#DIV/0!"}},{"$error":"#DIV/0!"},{"$error":"#DIV/0!"},{"$error":"#DIV/0!"},{"$error":"#DIV/0!"}]
[null,null,null,null,null,null,null,null,null,null,null,null,null,0.74,0.76188143067123959,1555,{"$f":"IF($N1539<0.2*(1000/'Scenario Setup'!$E$159-10),0,($N1539-0.2*(1000/'Scenario Setup'!$E$159-10))^2/($N1539+0.8*(1000/'Scenario Setup'!$E$159-10)))","v":{"$error":"#DIV/0!"}},{"$error":"#DIV/0!"},{"$error":"#DIV/0!"},{"$error":"#DIV/0!"},{"$error":"#DIV/0!"}]
[null,null,null,null,null,null,null,null,null,null,null,null,null,0.74,0.7623713865752082,1556,{"$f":"IF($N1540<0.2*(1000/'Scenario Setup'!$E$159-10),0,($N1540-0.2*(1000/'Scenario Setup'!$E$159-10))^2/($N1540+0.8*(1000/'Scenario Setup'!$E$159-10)))","v":{"$error":"#DIV/0!"}},{"$f":"Q1540/SUM(Q$4:Q$2025)","v":{"$error":"#DIV/0!"}},{"$error":"#DIV/0!"},{"$error":"#DIV/0!"},{"$error":"#DIV/0!"}]
[null,null,null,null,null,null,null,null,null,null,null,null,null,0.74,{"$f":"P1541/2041","v":0.76286134247917692},1557,{"$f":"IF($N1541<0.2*(1000/'Scenario Setup'!$E$159-10),0,($N1541-0.2*(1000/'Scenario Setup'!$E$159-10))^2/($N1541+0.8*(1000/'Scenario Setup'!$E$159-10)))","v":{"$error":"#DIV/0!"}},{"$error":"#DIV/0!"},{"$f":"IF(Q1541>0,_xlfn.RANK.EQ(Q1541,$Q$4:$Q$2025,1),\"\")","v":{"$error":"#DIV/0!"}},{"$f":"IF(S1541=\"\",0,_xlfn.RANK.EQ(S1541,$S$4:$S$2025,1))","v":{"$error":"#DIV/0!"}},{"$f":"ROUND(T1541/COUNTIFS($Q$4:$Q$2025,\">0\"),2)","v":{"$error":"#DIV/0!"}}]
[null,null,null,null,null,null,null,null,null,null,null,null,null,0.74,0.76335129838314553,1558,{"$f":"IF($N1542<0.2*(1000/'Scenario Setup'!$E$159-10),0,($N1542-0.2*(1000/'Scenario Setup'!$E$159-10))^2/($N1542+0.8*(1000/'Scenario Setup'!$E$159-10)))","v":{"$error":"#DIV/0!"}},{"$error":"#DIV/0!"},{"$error":"#DIV/0!"},{"$error":"#DIV/0!"},{"$error":"#DIV/0!"}]
[null,null,null,null,null,null,null,null,null,null,null,null,null,0.75,0.76384125428711414,1559,{"$f":"IF($N1543<0.2*(1000/'Scenario Setup'!$E$159-10),0,($N1543-0.2*(1000/'Scenario Setup'!$E$159-10))^2/($N1543+0.8*(1000/'Scenario Setup'!$E$159-10)))","v":{"$error":"#DIV/0!"}},{"$error":"#DIV/0!"},{"$error":"#DIV/0!"},{"$error":"#DIV/0!"},{"$error":"#DIV/0!"}]
[null,null,null,null,null,null,null,null,null,null,null,null,null,0.75,0.76433121019108285,1560,{"$f":"IF($N1544<0.2*(1000/'Scenario Setup'!$E$159-10),0,($N1544-0.2*(1000/'Scenario Setup'!$E$159-10))^2/($N1544+0.8*(1000/'Scenario Setup'!$E$159-10)))","v":{"$error":"#DIV/0!"}},{"$error":"#DIV/0!"},{"$error":"#DIV/0!"},{"$error":"#DIV/0!"},{"$error":"#DIV/0!"}]
[null,null,null,null,null,null,null,null,null,null,null,null,null,0.75,0.76482116609505146,1561,{"$f":"IF($N1545<0.2*(1000/'Scenario Setup'!$E$159-10),0,($N1545-0.2*(1000/'Scenario Setup'!$E$159-10))^2/($N1545+0.8*(1000/'Scenario Setup'!$E$159-10)))","v":{"$error":"#DIV/0!"}},{"$error":"#DIV/0!"},{"$error":"#DIV/0!"},{"$error":"#DIV/0!"},{"$error":"#DIV/0!"}]
[null,null,null,null,null,null,null,null,null,null,null,null,null,0.75,0.76531112199902007,1562,{"$f":"IF($N1546<0.2*(1000/'Scenario Setup'!$E$159-10),0,($N1546-0.2*(1000/'Scenario Setup'!$E$159-10))^2/($N1546+0.8*(1000/'Scenario Setup'!$E$159-10)))","v":{"$error":"#DIV/0!"}},{"$error":"#DIV/0!"},{"$error":"#DIV/0!"},{"$error":"#DIV/0!"},{"$error":"#DIV/0!"}]
[null,null,null,null,null,null,null,null,null,null,null,null,null,0.75,0.76580107790298868,1563,{"$f":"IF($N1547<0.2*(1000/'Scenario Setup'!$E$159-10),0,($N1547-0.2*(1000/'Scenario Setup'!$E$159-10))^2/($N1547+0.8*(1000/'Scenario Setup'!$E$159-10)))","v":{"$error":"#DIV/0!"}},{"$error":"#DIV/0!"},{"$error":"#DIV/0!"},{"$error":"#DIV/0!"},{"$error":"#DIV/0!"}]
[null,null,null,null,null,null,null,null,null,null,null,null,null,0.75,0.7662910338069574,1564,{"$f":"IF($N1548<0.2*(1000/'Scenario Setup'!$E$159-10),0,($N1548-0.2*(1000/'Scenario Setup'!$E$159-10))^2/($N1548+0.8*(1000/'Scenario Setup'!$E$159-10)))","v":{"$error":"#DIV/0!"}},{"$error":"#DIV/0!"},{"$error":"#DIV/0!"},{"$error":"#DIV/0!"},{"$error":"#DIV/0!"}]
[null,null,null,null,null,null,null,null,null,null,null,null,null,0.75,0.76678098971092601,1565,{"$f":"IF($N1549<0.2*(1000/'Scenario Setup'!$E$159-10),0,($N1549-0.2*(1000/'Scenario Setup'!$E$159-10))^2/($N1549+0.8*(1000/'Scenario Setup'!$E$159-10)))","v":{"$error":"#DIV/0!"}},{"$error":"#DIV/0!"},{"$error":"#DIV/0!"},{"$error":"#DIV/0!"},{"$error":"#DIV/0!"}]
[null,null,null,null,null,null,null,null,null,null,null,null,null,0.75,0.76727094561489462,1566,{"$f":"IF($N1550<0.2*(1000/'Scenario Setup'!$E$159-10),0,($N1550-0.2*(1000/'Scenario Setup'!$E$159-10))^2/($N1550+0.8*(1000/'Scenario Setup'!$E$159-10)))","v":{"$error":"#DIV/0!"}},{"$error":"#DIV/0!"},{"$error":"#DIV/0!"},{"$error":"#DIV/0!"},{"$error":"#DIV/0!"}]
[null,null,null,null,null,null,null,null,null,null,null,null,null,0.75,0.76776090151886334,1567,{"$f":"IF($N1551<0.2*(1000/'Scenario Setup'!$E$159-10),0,($N1551-0.2*(1000/'Scenario Setup'!$E$159-10))^2/($N1551+0.8*(1000/'Scenario Setup'!$E$159-10)))","v":{"$error":"#DIV/0!"}},{"$error":"#DIV/0!"},{"$error":"#DIV/0!"},{"$error":"#DIV/0!"},{"$error":"#DIV/0!"}]
[null,null,null,null,null,null,null,null,null,null,null,null,null,0.75,0.76825085742283195,1568,{"$f":"IF($N1552<0.2*(1000/'Scenario Setup'!$E$159-10),0,($N1552-0.2*(1000/'Scenario Setup'!$E$159-10))^2/($N1552+0.8*(1000/'Scenario Setup'!$E$159-10)))","v":{"$error":"#DIV/0!"}},{"$error":"#DIV/0!"},{"$error":"#DIV/0!"},{"$error":"#DIV/0!"},{"$error":"#DIV/0!"}]
[null,null,null,null,null,null,null,null,null,null,null,null,null,0.75,0.76874081332680055,1569,{"$f":"IF($N1553<0.2*(1000/'Scenario Setup'!$E$159-10),0,($N1553-0.2*(1000/'Scenario Setup'!$E$159-10))^2/($N1553+0.8*(1000/'Scenario Setup'!$E$159-10)))","v":{"$error":"#DIV/0!"}},{"$error":"#DIV/0!"},{"$error":"#DIV/0!"},{"$error":"#DIV/0!"},{"$error":"#DIV/0!"}]
[null,null,null,null,null,null,null,null,null,null,null,null,null,0.75,0.76923076923076927,1570,{"$f":"IF($N1554<0.2*(1000/'Scenario Setup'!$E$159-10),0,($N1554-0.2*(1000/'Scenario Setup'!$E$159-10))^2/($N1554+0.8*(1000/'Scenario Setup'!$E$159-10)))","v":{"$error":"#DIV/0!"}},{"$error":"#DIV/0!"},{"$error":"#DIV/0!"},{"$error":"#DIV/0!"},{"$error":"#DIV/0!"}]
[null,null,null,null,null,null,null,null,null,null,null,null,null,0.76,0.76972072513473788,1571,{"$f":"IF($N1555<0.2*(1000/'Scenario Setup'!$E$159-10),0,($N1555-0.2*(1000/'Scenario Setup'!$E$159-10))^2/($N1555+0.8*(1000/'Scenario Setup'!$E$159-10)))","v":{"$error":"#DIV/0!"}},{"$error":"#DIV/0!"},{"$error":"#DIV/0!"},{"$error":"#DIV/0!"},{"$error":"#DIV/0!"}]
[null,null,null,null,null,null,null,null,null,null,null,null,null,0.76,0.77021068103870649,1572,{"$f":"IF($N1556<0.2*(1000/'Scenario Setup'!$E$159-10),0,($N1556-0.2*(1000/'Scenario Setup'!$E$159-10))^2/($N1556+0.8*(1000/'Scenario Setup'!$E$159-10)))","v":{"$error":"#DIV/0!"}},{"$error":"#DIV/0!"},{"$error":"#DIV/0!"},{"$error":"#DIV/0!"},{"$error":"#DIV/0!"}]
[null,null,null,null,null,null,null,null,null,null,null,null,null,0.76,0.77070063694267521,1573,{"$f":"IF($N1557<0.2*(1000/'Scenario Setup'!$E$159-10),0,($N1557-0.2*(1000/'Scenario Setup'!$E$159-10))^2/($N1557+0.8*(1000/'Scenario Setup'!$E$159-10)))","v":{"$error":"#DIV/0!"}},{"$error":"#DIV/0!"},{"$error":"#DIV/0!"},{"$error":"#DIV/0!"},{"$error":"#DIV/0!"}]
[null,null,null,null,null,null,null,null,null,null,null,null,null,0.76,0.77119059284664382,1574,{"$f":"IF($N1558<0.2*(1000/'Scenario Setup'!$E$159-10),0,($N1558-0.2*(1000/'Scenario Setup'!$E$159-10))^2/($N1558+0.8*(1000/'Scenario Setup'!$E$159-10)))","v":{"$error":"#DIV/0!"}},{"$error":"#DIV/0!"},{"$error":"#DIV/0!"},{"$error":"#DIV/0!"},{"$error":"#DIV/0!"}]
[null,null,null,null,null,null,null,null,null,null,null,null,null,0.76,0.77168054875061243,1575,{"$f":"IF($N1559<0.2*(1000/'Scenario Setup'!$E$159-10),0,($N1559-0.2*(1000/'Scenario Setup'!$E$159-10))^2/($N1559+0.8*(1000/'Scenario Setup'!$E$159-10)))","v":{"$error":"#DIV/0!"}},{"$error":"#DIV/0!"},{"$error":"#DIV/0!"},{"$error":"#DIV/0!"},{"$error":"#DIV/0!"}]
[null,null,null,null,null,null,null,null,null,null,null,null,null,0.76,0.77217050465458104,1576,{"$f":"IF($N1560<0.2*(1000/'Scenario Setup'!$E$159-10),0,($N1560-0.2*(1000/'Scenario Setup'!$E$159-10))^2/($N1560+0.8*(1000/'Scenario Setup'!$E$159-10)))","v":{"$error":"#DIV/0!"}},{"$error":"#DIV/0!"},{"$error":"#DIV/0!"},{"$error":"#DIV/0!"},{"$error":"#DIV/0!"}]
[null,null,null,null,null,null,null,null,null,null,null,null,null,0.76,0.77266046055854976,1577,{"$f":"IF($N1561<0.2*(1000/'Scenario Setup'!$E$159-10),0,($N1561-0.2*(1000/'Scenario Setup'!$E$159-10))^2/($N1561+0.8*(1000/'Scenario Setup'!$E$159-10)))","v":{"$error":"#DIV/0!"}},{"$error":"#DIV/0!"},{"$error":"#DIV/0!"},{"$error":"#DIV/0!"},{"$error":"#DIV/0!"}]
[null,null,null,null,null,null,null,null,null,null,null,null,null,0.76,0.77315041646251836,1578,{"$f":"IF($N1562<0.2*(1000/'Scenario Setup'!$E$159-10),0,($N1562-0.2*(1000/'Scenario Setup'!$E$159-10))^2/($N1562+0.8*(1000/'Scenario Setup'!$E$159-10)))","v":{"$error":"#DIV/0!"}},{"$error":"#DIV/0!"},{"$error":"#DIV/0!"},{"$error":"#DIV/0!"},{"$error":"#DIV/0!"}]
[null,null,null,null,null,null,null,null,null,null,null,null,null,0.76,0.77364037236648697,1579,{"$f":"IF($N1563<0.2*(1000/'Scenario Setup'!$E$159-10),0,($N1563-0.2*(1000/'Scenario Setup'!$E$159-10))^2/($N1563+0.8*(1000/'Scenario Setup'!$E$159-10)))","v":{"$error":"#DIV/0!"}},{"$error":"#DIV/0!"},{"$error":"#DIV/0!"},{"$error":"#DIV/0!"},{"$error":"#DIV/0!"}]
[null,null,null,null,null,null,null,null,null,null,null,null,null,0.76,0.77413032827045569,1580,{"$f":"IF($N1564<0.2*(1000/'Scenario Setup'!$E$159-10),0,($N1564-0.2*(1000/'Scenario Setup'!$E$159-10))^2/($N1564+0.8*(1000/'Scenario Setup'!$E$159-10)))","v":{"$error":"#DIV/0!"}},{"$error":"#DIV/0!"},{"$error":"#DIV/0!"},{"$error":"#DIV/0!"},{"$error":"#DIV/0!"}]
[null,null,null,null,null,null,null,null,null,null,null,null,null,0.76,0.7746202841744243,1581,{"$f":"IF($N1565<0.2*(1000/'Scenario Setup'!$E$159-10),0,($N1565-0.2*(1000/'Scenario Setup'!$E$159-10))^2/($N1565+0.8*(1000/'Scenario Setup'!$E$159-10)))","v":{"$error":"#DIV/0!"}},{"$error":"#DIV/0!"},{"$error":"#DIV/0!"},{"$error":"#DIV/0!"},{"$error":"#DIV/0!"}]
[null,null,null,null,null,null,null,null,null,null,null,null,null,0.76,0.77511024007839291,1582,{"$f":"IF($N1566<0.2*(1000/'Scenario Setup'!$E$159-10),0,($N1566-0.2*(1000/'Scenario Setup'!$E$159-10))^2/($N1566+0.8*(1000/'Scenario Setup'!$E$159-10)))","v":{"$error":"#DIV/0!"}},{"$error":"#DIV/0!"},{"$error":"#DIV/0!"},{"$error":"#DIV/0!"},{"$error":"#DIV/0!"}]
[null,null,null,null,null,null,null,null,null,null,null,null,null,0.77,0.77560019598236163,1583,{"$f":"IF($N1567<0.2*(1000/'Scenario Setup'!$E$159-10),0,($N1567-0.2*(1000/'Scenario Setup'!$E$159-10))^2/($N1567+0.8*(1000/'Scenario Setup'!$E$159-10)))","v":{"$error":"#DIV/0!"}},{"$error":"#DIV/0!"},{"$error":"#DIV/0!"},{"$error":"#DIV/0!"},{"$error":"#DIV/0!"}]
[null,null,null,null,null,null,null,null,null,null,null,null,null,0.77,0.77609015188633024,1584,{"$f":"IF($N1568<0.2*(1000/'Scenario Setup'!$E$159-10),0,($N1568-0.2*(1000/'Scenario Setup'!$E$159-10))^2/($N1568+0.8*(1000/'Scenario Setup'!$E$159-10)))","v":{"$error":"#DIV/0!"}},{"$error":"#DIV/0!"},{"$error":"#DIV/0!"},{"$error":"#DIV/0!"},{"$error":"#DIV/0!"}]
[null,null,null,null,null,null,null,null,null,null,null,null,null,0.77,0.77658010779029885,1585,{"$f":"IF($N1569<0.2*(1000/'Scenario Setup'!$E$159-10),0,($N1569-0.2*(1000/'Scenario Setup'!$E$159-10))^2/($N1569+0.8*(1000/'Scenario Setup'!$E$159-10)))","v":{"$error":"#DIV/0!"}},{"$error":"#DIV/0!"},{"$error":"#DIV/0!"},{"$error":"#DIV/0!"},{"$error":"#DIV/0!"}]
[null,null,null,null,null,null,null,null,null,null,null,null,null,0.77,0.77707006369426757,1586,{"$f":"IF($N1570<0.2*(1000/'Scenario Setup'!$E$159-10),0,($N1570-0.2*(1000/'Scenario Setup'!$E$159-10))^2/($N1570+0.8*(1000/'Scenario Setup'!$E$159-10)))","v":{"$error":"#DIV/0!"}},{"$error":"#DIV/0!"},{"$error":"#DIV/0!"},{"$error":"#DIV/0!"},{"$error":"#DIV/0!"}]
[null,null,null,null,null,null,null,null,null,null,null,null,null,0.77,0.77756001959823617,1587,{"$f":"IF($N1571<0.2*(1000/'Scenario Setup'!$E$159-10),0,($N1571-0.2*(1000/'Scenario Setup'!$E$159-10))^2/($N1571+0.8*(1000/'Scenario Setup'!$E$159-10)))","v":{"$error":"#DIV/0!"}},{"$error":"#DIV/0!"},{"$error":"#DIV/0!"},{"$error":"#DIV/0!"},{"$error":"#DIV/0!"}]
[null,null,null,null,null,null,null,null,null,null,null,null,null,0.78,0.77804997550220478,1588,{"$f":"IF($N1572<0.2*(1000/'Scenario Setup'!$E$159-10),0,($N1572-0.2*(1000/'Scenario Setup'!$E$159-10))^2/($N1572+0.8*(1000/'Scenario Setup'!$E$159-10)))","v":{"$error":"#DIV/0!"}},{"$error":"#DIV/0!"},{"$error":"#DIV/0!"},{"$error":"#DIV/0!"},{"$error":"#DIV/0!"}]
[null,null,null,null,null,null,null,null,null,null,null,null,null,0.78,0.77853993140617339,1589,{"$f":"IF($N1573<0.2*(1000/'Scenario Setup'!$E$159-10),0,($N1573-0.2*(1000/'Scenario Setup'!$E$159-10))^2/($N1573+0.8*(1000/'Scenario Setup'!$E$159-10)))","v":{"$error":"#DIV/0!"}},{"$error":"#DIV/0!"},{"$error":"#DIV/0!"},{"$error":"#DIV/0!"},{"$error":"#DIV/0!"}]
[null,null,null,null,null,null,null,null,null,null,null,null,null,0.78,0.77902988731014211,1590,{"$f":"IF($N1574<0.2*(1000/'Scenario Setup'!$E$159-10),0,($N1574-0.2*(1000/'Scenario Setup'!$E$159-10))^2/($N1574+0.8*(1000/'Scenario Setup'!$E$159-10)))","v":{"$error":"#DIV/0!"}},{"$error":"#DIV/0!"},{"$error":"#DIV/0!"},{"$error":"#DIV/0!"},{"$error":"#DIV/0!"}]
[null,null,null,null,null,null,null,null,null,null,null,null,null,0.78,0.77951984321411072,1591,{"$f":"IF($N1575<0.2*(1000/'Scenario Setup'!$E$159-10),0,($N1575-0.2*(1000/'Scenario Setup'!$E$159-10))^2/($N1575+0.8*(1000/'Scenario Setup'!$E$159-10)))","v":{"$error":"#DIV/0!"}},{"$error":"#DIV/0!"},{"$error":"#DIV/0!"},{"$error":"#DIV/0!"},{"$error":"#DIV/0!"}]
[null,null,null,null,null,null,null,null,null,null,null,null,null,0.78,0.78000979911807933,1592,{"$f":"IF($N1576<0.2*(1000/'Scenario Setup'!$E$159-10),0,($N1576-0.2*(1000/'Scenario Setup'!$E$159-10))^2/($N1576+0.8*(1000/'Scenario Setup'!$E$159-10)))","v":{"$error":"#DIV/0!"}},{"$error":"#DIV/0!"},{"$error":"#DIV/0!"},{"$error":"#DIV/0!"},{"$error":"#DIV/0!"}]
[null,null,null,null,null,null,null,null,null,null,null,null,null,0.78,0.78049975502204805,1593,{"$f":"IF($N1577<0.2*(1000/'Scenario Setup'!$E$159-10),0,($N1577-0.2*(1000/'Scenario Setup'!$E$159-10))^2/($N1577+0.8*(1000/'Scenario Setup'!$E$159-10)))","v":{"$error":"#DIV/0!"}},{"$error":"#DIV/0!"},{"$error":"#DIV/0!"},{"$error":"#DIV/0!"},{"$error":"#DIV/0!"}]
[null,null,null,null,null,null,null,null,null,null,null,null,null,0.78,0.78098971092601666,1594,{"$f":"IF($N1578<0.2*(1000/'Scenario Setup'!$E$159-10),0,($N1578-0.2*(1000/'Scenario Setup'!$E$159-10))^2/($N1578+0.8*(1000/'Scenario Setup'!$E$159-10)))","v":{"$error":"#DIV/0!"}},{"$error":"#DIV/0!"},{"$error":"#DIV/0!"},{"$error":"#DIV/0!"},{"$error":"#DIV/0!"}]
[null,null,null,null,null,null,null,null,null,null,null,null,null,0.78,0.78147966682998526,1595,{"$f":"IF($N1579<0.2*(1000/'Scenario Setup'!$E$159-10),0,($N1579-0.2*(1000/'Scenario Setup'!$E$159-10))^2/($N1579+0.8*(1000/'Scenario Setup'!$E$159-10)))","v":{"$error":"#DIV/0!"}},{"$error":"#DIV/0!"},{"$error":"#DIV/0!"},{"$error":"#DIV/0!"},{"$error":"#DIV/0!"}]
[null,null,null,null,null,null,null,null,null,null,null,null,null,0.78,0.78196962273395398,1596,{"$f":"IF($N1580<0.2*(1000/'Scenario Setup'!$E$159-10),0,($N1580-0.2*(1000/'Scenario Setup'!$E$159-10))^2/($N1580+0.8*(1000/'Scenario Setup'!$E$159-10)))","v":{"$error":"#DIV/0!"}},{"$error":"#DIV/0!"},{"$error":"#DIV/0!"},{"$error":"#DIV/0!"},{"$error":"#DIV/0!"}]
[null,null,null,null,null,null,null,null,null,null,null,null,null,0.78,0.78245957863792259,1597,{"$f":"IF($N1581<0.2*(1000/'Scenario Setup'!$E$159-10),0,($N1581-0.2*(1000/'Scenario Setup'!$E$159-10))^2/($N1581+0.8*(1000/'Scenario Setup'!$E$159-10)))","v":{"$error":"#DIV/0!"}},{"$error":"#DIV/0!"},{"$error":"#DIV/0!"},{"$error":"#DIV/0!"},{"$error":"#DIV/0!"}]
[null,null,null,null,null,null,null,null,null,null,null,null,null,0.79,0.7829495345418912,1598,{"$f":"IF($N1582<0.2*(1000/'Scenario Setup'!$E$159-10),0,($N1582-0.2*(1000/'Scenario Setup'!$E$159-10))^2/($N1582+0.8*(1000/'Scenario Setup'!$E$159-10)))","v":{"$error":"#DIV/0!"}},{"$error":"#DIV/0!"},{"$error":"#DIV/0!"},{"$error":"#DIV/0!"},{"$error":"#DIV/0!"}]
[null,null,null,null,null,null,null,null,null,null,null,null,null,0.79,0.78343949044585992,1599,{"$f":"IF($N1583<0.2*(1000/'Scenario Setup'!$E$159-10),0,($N1583-0.2*(1000/'Scenario Setup'!$E$159-10))^2/($N1583+0.8*(1000/'Scenario Setup'!$E$159-10)))","v":{"$error":"#DIV/0!"}},{"$error":"#DIV/0!"},{"$error":"#DIV/0!"},{"$error":"#DIV/0!"},{"$error":"#DIV/0!"}]
[null,null,null,null,null,null,null,null,null,null,null,null,null,0.79,0.78392944634982853,1600,{"$f":"IF($N1584<0.2*(1000/'Scenario Setup'!$E$159-10),0,($N1584-0.2*(1000/'Scenario Setup'!$E$159-10))^2/($N1584+0.8*(1000/'Scenario Setup'!$E$159-10)))","v":{"$error":"#DIV/0!"}},{"$error":"#DIV/0!"},{"$error":"#DIV/0!"},{"$error":"#DIV/0!"},{"$error":"#DIV/0!"}]
[null,null,null,null,null,null,null,null,null,null,null,null,null,0.79,0.78441940225379714,1601,{"$f":"IF($N1585<0.2*(1000/'Scenario Setup'!$E$159-10),0,($N1585-0.2*(1000/'Scenario Setup'!$E$159-10))^2/($N1585+0.8*(1000/'Scenario Setup'!$E$159-10)))","v":{"$error":"#DIV/0!"}},{"$error":"#DIV/0!"},{"$error":"#DIV/0!"},{"$error":"#DIV/0!"},{"$error":"#DIV/0!"}]
[null,null,null,null,null,null,null,null,null,null,null,null,null,0.79,0.78490935815776575,1602,{"$f":"IF($N1586<0.2*(1000/'Scenario Setup'!$E$159-10),0,($N1586-0.2*(1000/'Scenario Setup'!$E$159-10))^2/($N1586+0.8*(1000/'Scenario Setup'!$E$159-10)))","v":{"$error":"#DIV/0!"}},{"$error":"#DIV/0!"},{"$error":"#DIV/0!"},{"$error":"#DIV/0!"},{"$error":"#DIV/0!"}]
[null,null,null,null,null,null,null,null,null,null,null,null,null,0.79,0.78539931406173447,1603,{"$f":"IF($N1587<0.2*(1000/'Scenario Setup'!$E$159-10),0,($N1587-0.2*(1000/'Scenario Setup'!$E$159-10))^2/($N1587+0.8*(1000/'Scenario Setup'!$E$159-10)))","v":{"$error":"#DIV/0!"}},{"$error":"#DIV/0!"},{"$error":"#DIV/0!"},{"$error":"#DIV/0!"},{"$error":"#DIV/0!"}]
[null,null,null,null,null,null,null,null,null,null,null,null,null,0.79,0.78588926996570307,1604,{"$f":"IF($N1588<0.2*(1000/'Scenario Setup'!$E$159-10),0,($N1588-0.2*(1000/'Scenario Setup'!$E$159-10))^2/($N1588+0.8*(1000/'Scenario Setup'!$E$159-10)))","v":{"$error":"#DIV/0!"}},{"$error":"#DIV/0!"},{"$error":"#DIV/0!"},{"$error":"#DIV/0!"},{"$error":"#DIV/0!"}]
[null,null,null,null,null,null,null,null,null,null,null,null,null,0.79,0.78637922586967168,1605,{"$f":"IF($N1589<0.2*(1000/'Scenario Setup'!$E$159-10),0,($N1589-0.2*(1000/'Scenario Setup'!$E$159-10))^2/($N1589+0.8*(1000/'Scenario Setup'!$E$159-10)))","v":{"$error":"#DIV/0!"}},{"$error":"#DIV/0!"},{"$error":"#DIV/0!"},{"$error":"#DIV/0!"},{"$error":"#DIV/0!"}]
[null,null,null,null,null,null,null,null,null,null,null,null,null,0.79,0.7868691817736404,1606,{"$f":"IF($N1590<0.2*(1000/'Scenario Setup'!$E$159-10),0,($N1590-0.2*(1000/'Scenario Setup'!$E$159-10))^2/($N1590+0.8*(1000/'Scenario Setup'!$E$159-10)))","v":{"$error":"#DIV/0!"}},{"$error":"#DIV/0!"},{"$error":"#DIV/0!"},{"$error":"#DIV/0!"},{"$error":"#DIV/0!"}]
[null,null,null,null,null,null,null,null,null,null,null,null,null,0.79,0.78735913767760901,1607,{"$f":"IF($N1591<0.2*(1000/'Scenario Setup'!$E$159-10),0,($N1591-0.2*(1000/'Scenario Setup'!$E$159-10))^2/($N1591+0.8*(1000/'Scenario Setup'!$E$159-10)))","v":{"$error":"#DIV/0!"}},{"$error":"#DIV/0!"},{"$error":"#DIV/0!"},{"$error":"#DIV/0!"},{"$error":"#DIV/0!"}]
[null,null,null,null,null,null,null,null,null,null,null,null,null,0.8,0.78784909358157762,1608,{"$f":"IF($N1592<0.2*(1000/'Scenario Setup'!$E$159-10),0,($N1592-0.2*(1000/'Scenario Setup'!$E$159-10))^2/($N1592+0.8*(1000/'Scenario Setup'!$E$159-10)))","v":{"$error":"#DIV/0!"}},{"$error":"#DIV/0!"},{"$error":"#DIV/0!"},{"$error":"#DIV/0!"},{"$error":"#DIV/0!"}]
[null,null,null,null,null,null,null,null,null,null,null,null,null,0.8,0.78833904948554634,1609,{"$f":"IF($N1593<0.2*(1000/'Scenario Setup'!$E$159-10),0,($N1593-0.2*(1000/'Scenario Setup'!$E$159-10))^2/($N1593+0.8*(1000/'Scenario Setup'!$E$159-10)))","v":{"$error":"#DIV/0!"}},{"$error":"#DIV/0!"},{"$error":"#DIV/0!"},{"$error":"#DIV/0!"},{"$error":"#DIV/0!"}]
[null,null,null,null,null,null,null,null,null,null,null,null,null,0.8,0.78882900538951495,1610,{"$f":"IF($N1594<0.2*(1000/'Scenario Setup'!$E$159-10),0,($N1594-0.2*(1000/'Scenario Setup'!$E$159-10))^2/($N1594+0.8*(1000/'Scenario Setup'!$E$159-10)))","v":{"$error":"#DIV/0!"}},{"$error":"#DIV/0!"},{"$error":"#DIV/0!"},{"$error":"#DIV/0!"},{"$error":"#DIV/0!"}]
[null,null,null,null,null,null,null,null,null,null,null,null,null,0.8,0.78931896129348356,1611,{"$f":"IF($N1595<0.2*(1000/'Scenario Setup'!$E$159-10),0,($N1595-0.2*(1000/'Scenario Setup'!$E$159-10))^2/($N1595+0.8*(1000/'Scenario Setup'!$E$159-10)))","v":{"$error":"#DIV/0!"}},{"$error":"#DIV/0!"},{"$error":"#DIV/0!"},{"$error":"#DIV/0!"},{"$error":"#DIV/0!"}]
[null,null,null,null,null,null,null,null,null,null,null,null,null,0.8,0.78980891719745228,1612,{"$f":"IF($N1596<0.2*(1000/'Scenario Setup'!$E$159-10),0,($N1596-0.2*(1000/'Scenario Setup'!$E$159-10))^2/($N1596+0.8*(1000/'Scenario Setup'!$E$159-10)))","v":{"$error":"#DIV/0!"}},{"$error":"#DIV/0!"},{"$error":"#DIV/0!"},{"$error":"#DIV/0!"},{"$error":"#DIV/0!"}]
[null,null,null,null,null,null,null,null,null,null,null,null,null,0.8,0.79029887310142088,1613,{"$f":"IF($N1597<0.2*(1000/'Scenario Setup'!$E$159-10),0,($N1597-0.2*(1000/'Scenario Setup'!$E$159-10))^2/($N1597+0.8*(1000/'Scenario Setup'!$E$159-10)))","v":{"$error":"#DIV/0!"}},{"$error":"#DIV/0!"},{"$error":"#DIV/0!"},{"$error":"#DIV/0!"},{"$error":"#DIV/0!"}]
[null,null,null,null,null,null,null,null,null,null,null,null,null,0.8,0.79078882900538949,1614,{"$f":"IF($N1598<0.2*(1000/'Scenario Setup'!$E$159-10),0,($N1598-0.2*(1000/'Scenario Setup'!$E$159-10))^2/($N1598+0.8*(1000/'Scenario Setup'!$E$159-10)))","v":{"$error":"#DIV/0!"}},{"$error":"#DIV/0!"},{"$error":"#DIV/0!"},{"$error":"#DIV/0!"},{"$error":"#DIV/0!"}]
[null,null,null,null,null,null,null,null,null,null,null,null,null,0.8,0.79127878490935821,1615,{"$f":"IF($N1599<0.2*(1000/'Scenario Setup'!$E$159-10),0,($N1599-0.2*(1000/'Scenario Setup'!$E$159-10))^2/($N1599+0.8*(1000/'Scenario Setup'!$E$159-10)))","v":{"$error":"#DIV/0!"}},{"$error":"#DIV/0!"},{"$error":"#DIV/0!"},{"$error":"#DIV/0!"},{"$error":"#DIV/0!"}]
[null,null,null,null,null,null,null,null,null,null,null,null,null,0.81,0.79176874081332682,1616,{"$f":"IF($N1600<0.2*(1000/'Scenario Setup'!$E$159-10),0,($N1600-0.2*(1000/'Scenario Setup'!$E$159-10))^2/($N1600+0.8*(1000/'Scenario Setup'!$E$159-10)))","v":{"$error":"#DIV/0!"}},{"$error":"#DIV/0!"},{"$error":"#DIV/0!"},{"$error":"#DIV/0!"},{"$error":"#DIV/0!"}]
[null,null,null,null,null,null,null,null,null,null,null,null,null,0.81,0.79225869671729543,1617,{"$f":"IF($N1601<0.2*(1000/'Scenario Setup'!$E$159-10),0,($N1601-0.2*(1000/'Scenario Setup'!$E$159-10))^2/($N1601+0.8*(1000/'Scenario Setup'!$E$159-10)))","v":{"$error":"#DIV/0!"}},{"$error":"#DIV/0!"},{"$error":"#DIV/0!"},{"$error":"#DIV/0!"},{"$error":"#DIV/0!"}]
[null,null,null,null,null,null,null,null,null,null,null,null,null,0.81,0.79274865262126404,1618,{"$f":"IF($N1602<0.2*(1000/'Scenario Setup'!$E$159-10),0,($N1602-0.2*(1000/'Scenario Setup'!$E$159-10))^2/($N1602+0.8*(1000/'Scenario Setup'!$E$159-10)))","v":{"$error":"#DIV/0!"}},{"$error":"#DIV/0!"},{"$error":"#DIV/0!"},{"$error":"#DIV/0!"},{"$error":"#DIV/0!"}]
[null,null,null,null,null,null,null,null,null,null,null,null,null,0.81,0.79323860852523276,1619,{"$f":"IF($N1603<0.2*(1000/'Scenario Setup'!$E$159-10),0,($N1603-0.2*(1000/'Scenario Setup'!$E$159-10))^2/($N1603+0.8*(1000/'Scenario Setup'!$E$159-10)))","v":{"$error":"#DIV/0!"}},{"$error":"#DIV/0!"},{"$error":"#DIV/0!"},{"$error":"#DIV/0!"},{"$error":"#DIV/0!"}]
[null,null,null,null,null,null,null,null,null,null,null,null,null,0.81,0.79372856442920137,1620,{"$f":"IF($N1604<0.2*(1000/'Scenario Setup'!$E$159-10),0,($N1604-0.2*(1000/'Scenario Setup'!$E$159-10))^2/($N1604+0.8*(1000/'Scenario Setup'!$E$159-10)))","v":{"$error":"#DIV/0!"}},{"$f":"Q1604/SUM(Q$4:Q$2025)","v":{"$error":"#DIV/0!"}},{"$error":"#DIV/0!"},{"$error":"#DIV/0!"},{"$error":"#DIV/0!"}]
[null,null,null,null,null,null,null,null,null,null,null,null,null,0.81,{"$f":"P1605/2041","v":0.79421852033316997},1621,{"$f":"IF($N1605<0.2*(1000/'Scenario Setup'!$E$159-10),0,($N1605-0.2*(1000/'Scenario Setup'!$E$159-10))^2/($N1605+0.8*(1000/'Scenario Setup'!$E$159-10)))","v":{"$error":"#DIV/0!"}},{"$error":"#DIV/0!"},{"$f":"IF(Q1605>0,_xlfn.RANK.EQ(Q1605,$Q$4:$Q$2025,1),\"\")","v":{"$error":"#DIV/0!"}},{"$f":"IF(S1605=\"\",0,_xlfn.RANK.EQ(S1605,$S$4:$S$2025,1))","v":{"$error":"#DIV/0!"}},{"$f":"ROUND(T1605/COUNTIFS($Q$4:$Q$2025,\">0\"),2)","v":{"$error":"#DIV/0!"}}]
[null,null,null,null,null,null,null,null,null,null,null,null,null,0.81,0.79470847623713869,1622,{"$f":"IF($N1606<0.2*(1000/'Scenario Setup'!$E$159-10),0,($N1606-0.2*(1000/'Scenario Setup'!$E$159-10))^2/($N1606+0.8*(1000/'Scenario Setup'!$E$159-10)))","v":{"$error":"#DIV/0!"}},{"$error":"#DIV/0!"},{"$error":"#DIV/0!"},{"$error":"#DIV/0!"},{"$error":"#DIV/0!"}]
[null,null,null,null,null,null,null,null,null,null,null,null,null,0.81,0.7951984321411073,1623,{"$f":"IF($N1607<0.2*(1000/'Scenario Setup'!$E$159-10),0,($N1607-0.2*(1000/'Scenario Setup'!$E$159-10))^2/($N1607+0.8*(1000/'Scenario Setup'!$E$159-10)))","v":{"$error":"#DIV/0!"}},{"$error":"#DIV/0!"},{"$error":"#DIV/0!"},{"$error":"#DIV/0!"},{"$error":"#DIV/0!"}]
[null,null,null,null,null,null,null,null,null,null,null,null,null,0.82,0.79568838804507591,1624,{"$f":"IF($N1608<0.2*(1000/'Scenario Setup'!$E$159-10),0,($N1608-0.2*(1000/'Scenario Setup'!$E$159-10))^2/($N1608+0.8*(1000/'Scenario Setup'!$E$159-10)))","v":{"$error":"#DIV/0!"}},{"$error":"#DIV/0!"},{"$error":"#DIV/0!"},{"$error":"#DIV/0!"},{"$error":"#DIV/0!"}]
[null,null,null,null,null,null,null,null,null,null,null,null,null,0.82,0.79617834394904463,1625,{"$f":"IF($N1609<0.2*(1000/'Scenario Setup'!$E$159-10),0,($N1609-0.2*(1000/'Scenario Setup'!$E$159-10))^2/($N1609+0.8*(1000/'Scenario Setup'!$E$159-10)))","v":{"$error":"#DIV/0!"}},{"$error":"#DIV/0!"},{"$error":"#DIV/0!"},{"$error":"#DIV/0!"},{"$error":"#DIV/0!"}]
[null,null,null,null,null,null,null,null,null,null,null,null,null,0.82,0.79666829985301324,1626,{"$f":"IF($N1610<0.2*(1000/'Scenario Setup'!$E$159-10),0,($N1610-0.2*(1000/'Scenario Setup'!$E$159-10))^2/($N1610+0.8*(1000/'Scenario Setup'!$E$159-10)))","v":{"$error":"#DIV/0!"}},{"$error":"#DIV/0!"},{"$error":"#DIV/0!"},{"$error":"#DIV/0!"},{"$error":"#DIV/0!"}]
[null,null,null,null,null,null,null,null,null,null,null,null,null,0.82,0.79715825575698185,1627,{"$f":"IF($N1611<0.2*(1000/'Scenario Setup'!$E$159-10),0,($N1611-0.2*(1000/'Scenario Setup'!$E$159-10))^2/($N1611+0.8*(1000/'Scenario Setup'!$E$159-10)))","v":{"$error":"#DIV/0!"}},{"$error":"#DIV/0!"},{"$error":"#DIV/0!"},{"$error":"#DIV/0!"},{"$error":"#DIV/0!"}]
[null,null,null,null,null,null,null,null,null,null,null,null,null,0.82,0.79764821166095057,1628,{"$f":"IF($N1612<0.2*(1000/'Scenario Setup'!$E$159-10),0,($N1612-0.2*(1000/'Scenario Setup'!$E$159-10))^2/($N1612+0.8*(1000/'Scenario Setup'!$E$159-10)))","v":{"$error":"#DIV/0!"}},{"$error":"#DIV/0!"},{"$error":"#DIV/0!"},{"$error":"#DIV/0!"},{"$error":"#DIV/0!"}]
[null,null,null,null,null,null,null,null,null,null,null,null,null,0.82,0.79813816756491918,1629,{"$f":"IF($N1613<0.2*(1000/'Scenario Setup'!$E$159-10),0,($N1613-0.2*(1000/'Scenario Setup'!$E$159-10))^2/($N1613+0.8*(1000/'Scenario Setup'!$E$159-10)))","v":{"$error":"#DIV/0!"}},{"$error":"#DIV/0!"},{"$error":"#DIV/0!"},{"$error":"#DIV/0!"},{"$error":"#DIV/0!"}]
[null,null,null,null,null,null,null,null,null,null,null,null,null,0.83,0.79862812346888779,1630,{"$f":"IF($N1614<0.2*(1000/'Scenario Setup'!$E$159-10),0,($N1614-0.2*(1000/'Scenario Setup'!$E$159-10))^2/($N1614+0.8*(1000/'Scenario Setup'!$E$159-10)))","v":{"$error":"#DIV/0!"}},{"$error":"#DIV/0!"},{"$error":"#DIV/0!"},{"$error":"#DIV/0!"},{"$error":"#DIV/0!"}]
[null,null,null,null,null,null,null,null,null,null,null,null,null,0.83,0.79911807937285639,1631,{"$f":"IF($N1615<0.2*(1000/'Scenario Setup'!$E$159-10),0,($N1615-0.2*(1000/'Scenario Setup'!$E$159-10))^2/($N1615+0.8*(1000/'Scenario Setup'!$E$159-10)))","v":{"$error":"#DIV/0!"}},{"$error":"#DIV/0!"},{"$error":"#DIV/0!"},{"$error":"#DIV/0!"},{"$error":"#DIV/0!"}]
[null,null,null,null,null,null,null,null,null,null,null,null,null,0.83,0.79960803527682511,1632,{"$f":"IF($N1616<0.2*(1000/'Scenario Setup'!$E$159-10),0,($N1616-0.2*(1000/'Scenario Setup'!$E$159-10))^2/($N1616+0.8*(1000/'Scenario Setup'!$E$159-10)))","v":{"$error":"#DIV/0!"}},{"$error":"#DIV/0!"},{"$error":"#DIV/0!"},{"$error":"#DIV/0!"},{"$error":"#DIV/0!"}]
[null,null,null,null,null,null,null,null,null,null,null,null,null,0.83,0.80009799118079372,1633,{"$f":"IF($N1617<0.2*(1000/'Scenario Setup'!$E$159-10),0,($N1617-0.2*(1000/'Scenario Setup'!$E$159-10))^2/($N1617+0.8*(1000/'Scenario Setup'!$E$159-10)))","v":{"$error":"#DIV/0!"}},{"$error":"#DIV/0!"},{"$error":"#DIV/0!"},{"$error":"#DIV/0!"},{"$error":"#DIV/0!"}]
[null,null,null,null,null,null,null,null,null,null,null,null,null,0.83,0.80058794708476233,1634,{"$f":"IF($N1618<0.2*(1000/'Scenario Setup'!$E$159-10),0,($N1618-0.2*(1000/'Scenario Setup'!$E$159-10))^2/($N1618+0.8*(1000/'Scenario Setup'!$E$159-10)))","v":{"$error":"#DIV/0!"}},{"$error":"#DIV/0!"},{"$error":"#DIV/0!"},{"$error":"#DIV/0!"},{"$error":"#DIV/0!"}]
[null,null,null,null,null,null,null,null,null,null,null,null,null,0.83,0.80107790298873105,1635,{"$f":"IF($N1619<0.2*(1000/'Scenario Setup'!$E$159-10),0,($N1619-0.2*(1000/'Scenario Setup'!$E$159-10))^2/($N1619+0.8*(1000/'Scenario Setup'!$E$159-10)))","v":{"$error":"#DIV/0!"}},{"$error":"#DIV/0!"},{"$error":"#DIV/0!"},{"$error":"#DIV/0!"},{"$error":"#DIV/0!"}]
[null,null,null,null,null,null,null,null,null,null,null,null,null,0.83,0.80156785889269966,1636,{"$f":"IF($N1620<0.2*(1000/'Scenario Setup'!$E$159-10),0,($N1620-0.2*(1000/'Scenario Setup'!$E$159-10))^2/($N1620+0.8*(1000/'Scenario Setup'!$E$159-10)))","v":{"$error":"#DIV/0!"}},{"$error":"#DIV/0!"},{"$error":"#DIV/0!"},{"$error":"#DIV/0!"},{"$error":"#DIV/0!"}]
[null,null,null,null,null,null,null,null,null,null,null,null,null,0.84,0.80205781479666827,1637,{"$f":"IF($N1621<0.2*(1000/'Scenario Setup'!$E$159-10),0,($N1621-0.2*(1000/'Scenario Setup'!$E$159-10))^2/($N1621+0.8*(1000/'Scenario Setup'!$E$159-10)))","v":{"$error":"#DIV/0!"}},{"$error":"#DIV/0!"},{"$error":"#DIV/0!"},{"$error":"#DIV/0!"},{"$error":"#DIV/0!"}]
[null,null,null,null,null,null,null,null,null,null,null,null,null,0.84,0.80254777070063699,1638,{"$f":"IF($N1622<0.2*(1000/'Scenario Setup'!$E$159-10),0,($N1622-0.2*(1000/'Scenario Setup'!$E$159-10))^2/($N1622+0.8*(1000/'Scenario Setup'!$E$159-10)))","v":{"$error":"#DIV/0!"}},{"$error":"#DIV/0!"},{"$error":"#DIV/0!"},{"$error":"#DIV/0!"},{"$error":"#DIV/0!"}]
[null,null,null,null,null,null,null,null,null,null,null,null,null,0.84,0.8030377266046056,1639,{"$f":"IF($N1623<0.2*(1000/'Scenario Setup'!$E$159-10),0,($N1623-0.2*(1000/'Scenario Setup'!$E$159-10))^2/($N1623+0.8*(1000/'Scenario Setup'!$E$159-10)))","v":{"$error":"#DIV/0!"}},{"$error":"#DIV/0!"},{"$error":"#DIV/0!"},{"$error":"#DIV/0!"},{"$error":"#DIV/0!"}]
[null,null,null,null,null,null,null,null,null,null,null,null,null,0.84,0.8035276825085742,1640,{"$f":"IF($N1624<0.2*(1000/'Scenario Setup'!$E$159-10),0,($N1624-0.2*(1000/'Scenario Setup'!$E$159-10))^2/($N1624+0.8*(1000/'Scenario Setup'!$E$159-10)))","v":{"$error":"#DIV/0!"}},{"$error":"#DIV/0!"},{"$error":"#DIV/0!"},{"$error":"#DIV/0!"},{"$error":"#DIV/0!"}]
[null,null,null,null,null,null,null,null,null,null,null,null,null,0.84,0.80401763841254292,1641,{"$f":"IF($N1625<0.2*(1000/'Scenario Setup'!$E$159-10),0,($N1625-0.2*(1000/'Scenario Setup'!$E$159-10))^2/($N1625+0.8*(1000/'Scenario Setup'!$E$159-10)))","v":{"$error":"#DIV/0!"}},{"$error":"#DIV/0!"},{"$error":"#DIV/0!"},{"$error":"#DIV/0!"},{"$error":"#DIV/0!"}]
[null,null,null,null,null,null,null,null,null,null,null,null,null,0.84,0.80450759431651153,1642,{"$f":"IF($N1626<0.2*(1000/'Scenario Setup'!$E$159-10),0,($N1626-0.2*(1000/'Scenario Setup'!$E$159-10))^2/($N1626+0.8*(1000/'Scenario Setup'!$E$159-10)))","v":{"$error":"#DIV/0!"}},{"$error":"#DIV/0!"},{"$error":"#DIV/0!"},{"$error":"#DIV/0!"},{"$error":"#DIV/0!"}]
[null,null,null,null,null,null,null,null,null,null,null,null,null,0.84,0.80499755022048014,1643,{"$f":"IF($N1627<0.2*(1000/'Scenario Setup'!$E$159-10),0,($N1627-0.2*(1000/'Scenario Setup'!$E$159-10))^2/($N1627+0.8*(1000/'Scenario Setup'!$E$159-10)))","v":{"$error":"#DIV/0!"}},{"$error":"#DIV/0!"},{"$error":"#DIV/0!"},{"$error":"#DIV/0!"},{"$error":"#DIV/0!"}]
[null,null,null,null,null,null,null,null,null,null,null,null,null,0.84,0.80548750612444875,1644,{"$f":"IF($N1628<0.2*(1000/'Scenario Setup'!$E$159-10),0,($N1628-0.2*(1000/'Scenario Setup'!$E$159-10))^2/($N1628+0.8*(1000/'Scenario Setup'!$E$159-10)))","v":{"$error":"#DIV/0!"}},{"$error":"#DIV/0!"},{"$error":"#DIV/0!"},{"$error":"#DIV/0!"},{"$error":"#DIV/0!"}]
[null,null,null,null,null,null,null,null,null,null,null,null,null,0.84,0.80597746202841747,1645,{"$f":"IF($N1629<0.2*(1000/'Scenario Setup'!$E$159-10),0,($N1629-0.2*(1000/'Scenario Setup'!$E$159-10))^2/($N1629+0.8*(1000/'Scenario Setup'!$E$159-10)))","v":{"$error":"#DIV/0!"}},{"$error":"#DIV/0!"},{"$error":"#DIV/0!"},{"$error":"#DIV/0!"},{"$error":"#DIV/0!"}]
[null,null,null,null,null,null,null,null,null,null,null,null,null,0.84,0.80646741793238608,1646,{"$f":"IF($N1630<0.2*(1000/'Scenario Setup'!$E$159-10),0,($N1630-0.2*(1000/'Scenario Setup'!$E$159-10))^2/($N1630+0.8*(1000/'Scenario Setup'!$E$159-10)))","v":{"$error":"#DIV/0!"}},{"$error":"#DIV/0!"},{"$error":"#DIV/0!"},{"$error":"#DIV/0!"},{"$error":"#DIV/0!"}]
[null,null,null,null,null,null,null,null,null,null,null,null,null,0.85,0.80695737383635469,1647,{"$f":"IF($N1631<0.2*(1000/'Scenario Setup'!$E$159-10),0,($N1631-0.2*(1000/'Scenario Setup'!$E$159-10))^2/($N1631+0.8*(1000/'Scenario Setup'!$E$159-10)))","v":{"$error":"#DIV/0!"}},{"$error":"#DIV/0!"},{"$error":"#DIV/0!"},{"$error":"#DIV/0!"},{"$error":"#DIV/0!"}]
[null,null,null,null,null,null,null,null,null,null,null,null,null,0.85,0.80744732974032341,1648,{"$f":"IF($N1632<0.2*(1000/'Scenario Setup'!$E$159-10),0,($N1632-0.2*(1000/'Scenario Setup'!$E$159-10))^2/($N1632+0.8*(1000/'Scenario Setup'!$E$159-10)))","v":{"$error":"#DIV/0!"}},{"$error":"#DIV/0!"},{"$error":"#DIV/0!"},{"$error":"#DIV/0!"},{"$error":"#DIV/0!"}]
[null,null,null,null,null,null,null,null,null,null,null,null,null,0.85,0.80793728564429201,1649,{"$f":"IF($N1633<0.2*(1000/'Scenario Setup'!$E$159-10),0,($N1633-0.2*(1000/'Scenario Setup'!$E$159-10))^2/($N1633+0.8*(1000/'Scenario Setup'!$E$159-10)))","v":{"$error":"#DIV/0!"}},{"$error":"#DIV/0!"},{"$error":"#DIV/0!"},{"$error":"#DIV/0!"},{"$error":"#DIV/0!"}]
[null,null,null,null,null,null,null,null,null,null,null,null,null,0.85,0.80842724154826062,1650,{"$f":"IF($N1634<0.2*(1000/'Scenario Setup'!$E$159-10),0,($N1634-0.2*(1000/'Scenario Setup'!$E$159-10))^2/($N1634+0.8*(1000/'Scenario Setup'!$E$159-10)))","v":{"$error":"#DIV/0!"}},{"$error":"#DIV/0!"},{"$error":"#DIV/0!"},{"$error":"#DIV/0!"},{"$error":"#DIV/0!"}]
[null,null,null,null,null,null,null,null,null,null,null,null,null,0.85,0.80891719745222934,1651,{"$f":"IF($N1635<0.2*(1000/'Scenario Setup'!$E$159-10),0,($N1635-0.2*(1000/'Scenario Setup'!$E$159-10))^2/($N1635+0.8*(1000/'Scenario Setup'!$E$159-10)))","v":{"$error":"#DIV/0!"}},{"$error":"#DIV/0!"},{"$error":"#DIV/0!"},{"$error":"#DIV/0!"},{"$error":"#DIV/0!"}]
[null,null,null,null,null,null,null,null,null,null,null,null,null,0.85,0.80940715335619795,1652,{"$f":"IF($N1636<0.2*(1000/'Scenario Setup'!$E$159-10),0,($N1636-0.2*(1000/'Scenario Setup'!$E$159-10))^2/($N1636+0.8*(1000/'Scenario Setup'!$E$159-10)))","v":{"$error":"#DIV/0!"}},{"$error":"#DIV/0!"},{"$error":"#DIV/0!"},{"$error":"#DIV/0!"},{"$error":"#DIV/0!"}]
[null,null,null,null,null,null,null,null,null,null,null,null,null,0.85,0.80989710926016656,1653,{"$f":"IF($N1637<0.2*(1000/'Scenario Setup'!$E$159-10),0,($N1637-0.2*(1000/'Scenario Setup'!$E$159-10))^2/($N1637+0.8*(1000/'Scenario Setup'!$E$159-10)))","v":{"$error":"#DIV/0!"}},{"$error":"#DIV/0!"},{"$error":"#DIV/0!"},{"$error":"#DIV/0!"},{"$error":"#DIV/0!"}]
[null,null,null,null,null,null,null,null,null,null,null,null,null,0.85,0.81038706516413528,1654,{"$f":"IF($N1638<0.2*(1000/'Scenario Setup'!$E$159-10),0,($N1638-0.2*(1000/'Scenario Setup'!$E$159-10))^2/($N1638+0.8*(1000/'Scenario Setup'!$E$159-10)))","v":{"$error":"#DIV/0!"}},{"$error":"#DIV/0!"},{"$error":"#DIV/0!"},{"$error":"#DIV/0!"},{"$error":"#DIV/0!"}]
[null,null,null,null,null,null,null,null,null,null,null,null,null,0.85,0.81087702106810389,1655,{"$f":"IF($N1639<0.2*(1000/'Scenario Setup'!$E$159-10),0,($N1639-0.2*(1000/'Scenario Setup'!$E$159-10))^2/($N1639+0.8*(1000/'Scenario Setup'!$E$159-10)))","v":{"$error":"#DIV/0!"}},{"$error":"#DIV/0!"},{"$error":"#DIV/0!"},{"$error":"#DIV/0!"},{"$error":"#DIV/0!"}]
[null,null,null,null,null,null,null,null,null,null,null,null,null,0.85,0.8113669769720725,1656,{"$f":"IF($N1640<0.2*(1000/'Scenario Setup'!$E$159-10),0,($N1640-0.2*(1000/'Scenario Setup'!$E$159-10))^2/($N1640+0.8*(1000/'Scenario Setup'!$E$159-10)))","v":{"$error":"#DIV/0!"}},{"$error":"#DIV/0!"},{"$error":"#DIV/0!"},{"$error":"#DIV/0!"},{"$error":"#DIV/0!"}]
[null,null,null,null,null,null,null,null,null,null,null,null,null,0.85,0.8118569328760411,1657,{"$f":"IF($N1641<0.2*(1000/'Scenario Setup'!$E$159-10),0,($N1641-0.2*(1000/'Scenario Setup'!$E$159-10))^2/($N1641+0.8*(1000/'Scenario Setup'!$E$159-10)))","v":{"$error":"#DIV/0!"}},{"$error":"#DIV/0!"},{"$error":"#DIV/0!"},{"$error":"#DIV/0!"},{"$error":"#DIV/0!"}]
[null,null,null,null,null,null,null,null,null,null,null,null,null,0.85,0.81234688878000982,1658,{"$f":"IF($N1642<0.2*(1000/'Scenario Setup'!$E$159-10),0,($N1642-0.2*(1000/'Scenario Setup'!$E$159-10))^2/($N1642+0.8*(1000/'Scenario Setup'!$E$159-10)))","v":{"$error":"#DIV/0!"}},{"$error":"#DIV/0!"},{"$error":"#DIV/0!"},{"$error":"#DIV/0!"},{"$error":"#DIV/0!"}]
[null,null,null,null,null,null,null,null,null,null,null,null,null,0.86,0.81283684468397843,1659,{"$f":"IF($N1643<0.2*(1000/'Scenario Setup'!$E$159-10),0,($N1643-0.2*(1000/'Scenario Setup'!$E$159-10))^2/($N1643+0.8*(1000/'Scenario Setup'!$E$159-10)))","v":{"$error":"#DIV/0!"}},{"$error":"#DIV/0!"},{"$error":"#DIV/0!"},{"$error":"#DIV/0!"},{"$error":"#DIV/0!"}]
[null,null,null,null,null,null,null,null,null,null,null,null,null,0.86,0.81332680058794704,1660,{"$f":"IF($N1644<0.2*(1000/'Scenario Setup'!$E$159-10),0,($N1644-0.2*(1000/'Scenario Setup'!$E$159-10))^2/($N1644+0.8*(1000/'Scenario Setup'!$E$159-10)))","v":{"$error":"#DIV/0!"}},{"$error":"#DIV/0!"},{"$error":"#DIV/0!"},{"$error":"#DIV/0!"},{"$error":"#DIV/0!"}]
[null,null,null,null,null,null,null,null,null,null,null,null,null,0.86,0.81381675649191576,1661,{"$f":"IF($N1645<0.2*(1000/'Scenario Setup'!$E$159-10),0,($N1645-0.2*(1000/'Scenario Setup'!$E$159-10))^2/($N1645+0.8*(1000/'Scenario Setup'!$E$159-10)))","v":{"$error":"#DIV/0!"}},{"$error":"#DIV/0!"},{"$error":"#DIV/0!"},{"$error":"#DIV/0!"},{"$error":"#DIV/0!"}]
[null,null,null,null,null,null,null,null,null,null,null,null,null,0.86,0.81430671239588437,1662,{"$f":"IF($N1646<0.2*(1000/'Scenario Setup'!$E$159-10),0,($N1646-0.2*(1000/'Scenario Setup'!$E$159-10))^2/($N1646+0.8*(1000/'Scenario Setup'!$E$159-10)))","v":{"$error":"#DIV/0!"}},{"$error":"#DIV/0!"},{"$error":"#DIV/0!"},{"$error":"#DIV/0!"},{"$error":"#DIV/0!"}]
[null,null,null,null,null,null,null,null,null,null,null,null,null,0.86,0.81479666829985298,1663,{"$f":"IF($N1647<0.2*(1000/'Scenario Setup'!$E$159-10),0,($N1647-0.2*(1000/'Scenario Setup'!$E$159-10))^2/($N1647+0.8*(1000/'Scenario Setup'!$E$159-10)))","v":{"$error":"#DIV/0!"}},{"$error":"#DIV/0!"},{"$error":"#DIV/0!"},{"$error":"#DIV/0!"},{"$error":"#DIV/0!"}]
[null,null,null,null,null,null,null,null,null,null,null,null,null,0.86,0.8152866242038217,1664,{"$f":"IF($N1648<0.2*(1000/'Scenario Setup'!$E$159-10),0,($N1648-0.2*(1000/'Scenario Setup'!$E$159-10))^2/($N1648+0.8*(1000/'Scenario Setup'!$E$159-10)))","v":{"$error":"#DIV/0!"}},{"$error":"#DIV/0!"},{"$error":"#DIV/0!"},{"$error":"#DIV/0!"},{"$error":"#DIV/0!"}]
[null,null,null,null,null,null,null,null,null,null,null,null,null,0.87,0.81577658010779031,1665,{"$f":"IF($N1649<0.2*(1000/'Scenario Setup'!$E$159-10),0,($N1649-0.2*(1000/'Scenario Setup'!$E$159-10))^2/($N1649+0.8*(1000/'Scenario Setup'!$E$159-10)))","v":{"$error":"#DIV/0!"}},{"$error":"#DIV/0!"},{"$error":"#DIV/0!"},{"$error":"#DIV/0!"},{"$error":"#DIV/0!"}]
[null,null,null,null,null,null,null,null,null,null,null,null,null,0.87,0.81626653601175891,1666,{"$f":"IF($N1650<0.2*(1000/'Scenario Setup'!$E$159-10),0,($N1650-0.2*(1000/'Scenario Setup'!$E$159-10))^2/($N1650+0.8*(1000/'Scenario Setup'!$E$159-10)))","v":{"$error":"#DIV/0!"}},{"$error":"#DIV/0!"},{"$error":"#DIV/0!"},{"$error":"#DIV/0!"},{"$error":"#DIV/0!"}]
[null,null,null,null,null,null,null,null,null,null,null,null,null,0.87,0.81675649191572763,1667,{"$f":"IF($N1651<0.2*(1000/'Scenario Setup'!$E$159-10),0,($N1651-0.2*(1000/'Scenario Setup'!$E$159-10))^2/($N1651+0.8*(1000/'Scenario Setup'!$E$159-10)))","v":{"$error":"#DIV/0!"}},{"$error":"#DIV/0!"},{"$error":"#DIV/0!"},{"$error":"#DIV/0!"},{"$error":"#DIV/0!"}]
[null,null,null,null,null,null,null,null,null,null,null,null,null,0.87,0.81724644781969624,1668,{"$f":"IF($N1652<0.2*(1000/'Scenario Setup'!$E$159-10),0,($N1652-0.2*(1000/'Scenario Setup'!$E$159-10))^2/($N1652+0.8*(1000/'Scenario Setup'!$E$159-10)))","v":{"$error":"#DIV/0!"}},{"$error":"#DIV/0!"},{"$error":"#DIV/0!"},{"$error":"#DIV/0!"},{"$error":"#DIV/0!"}]
[null,null,null,null,null,null,null,null,null,null,null,null,null,0.87,0.81773640372366485,1669,{"$f":"IF($N1653<0.2*(1000/'Scenario Setup'!$E$159-10),0,($N1653-0.2*(1000/'Scenario Setup'!$E$159-10))^2/($N1653+0.8*(1000/'Scenario Setup'!$E$159-10)))","v":{"$error":"#DIV/0!"}},{"$error":"#DIV/0!"},{"$error":"#DIV/0!"},{"$error":"#DIV/0!"},{"$error":"#DIV/0!"}]
[null,null,null,null,null,null,null,null,null,null,null,null,null,0.87,0.81822635962763346,1670,{"$f":"IF($N1654<0.2*(1000/'Scenario Setup'!$E$159-10),0,($N1654-0.2*(1000/'Scenario Setup'!$E$159-10))^2/($N1654+0.8*(1000/'Scenario Setup'!$E$159-10)))","v":{"$error":"#DIV/0!"}},{"$error":"#DIV/0!"},{"$error":"#DIV/0!"},{"$error":"#DIV/0!"},{"$error":"#DIV/0!"}]
[null,null,null,null,null,null,null,null,null,null,null,null,null,0.87,0.81871631553160218,1671,{"$f":"IF($N1655<0.2*(1000/'Scenario Setup'!$E$159-10),0,($N1655-0.2*(1000/'Scenario Setup'!$E$159-10))^2/($N1655+0.8*(1000/'Scenario Setup'!$E$159-10)))","v":{"$error":"#DIV/0!"}},{"$error":"#DIV/0!"},{"$error":"#DIV/0!"},{"$error":"#DIV/0!"},{"$error":"#DIV/0!"}]
[null,null,null,null,null,null,null,null,null,null,null,null,null,0.87,0.81920627143557079,1672,{"$f":"IF($N1656<0.2*(1000/'Scenario Setup'!$E$159-10),0,($N1656-0.2*(1000/'Scenario Setup'!$E$159-10))^2/($N1656+0.8*(1000/'Scenario Setup'!$E$159-10)))","v":{"$error":"#DIV/0!"}},{"$error":"#DIV/0!"},{"$error":"#DIV/0!"},{"$error":"#DIV/0!"},{"$error":"#DIV/0!"}]
[null,null,null,null,null,null,null,null,null,null,null,null,null,0.87,0.8196962273395394,1673,{"$f":"IF($N1657<0.2*(1000/'Scenario Setup'!$E$159-10),0,($N1657-0.2*(1000/'Scenario Setup'!$E$159-10))^2/($N1657+0.8*(1000/'Scenario Setup'!$E$159-10)))","v":{"$error":"#DIV/0!"}},{"$error":"#DIV/0!"},{"$error":"#DIV/0!"},{"$error":"#DIV/0!"},{"$error":"#DIV/0!"}]
[null,null,null,null,null,null,null,null,null,null,null,null,null,0.87,0.82018618324350812,1674,{"$f":"IF($N1658<0.2*(1000/'Scenario Setup'!$E$159-10),0,($N1658-0.2*(1000/'Scenario Setup'!$E$159-10))^2/($N1658+0.8*(1000/'Scenario Setup'!$E$159-10)))","v":{"$error":"#DIV/0!"}},{"$error":"#DIV/0!"},{"$error":"#DIV/0!"},{"$error":"#DIV/0!"},{"$error":"#DIV/0!"}]
[null,null,null,null,null,null,null,null,null,null,null,null,null,0.88,0.82067613914747672,1675,{"$f":"IF($N1659<0.2*(1000/'Scenario Setup'!$E$159-10),0,($N1659-0.2*(1000/'Scenario Setup'!$E$159-10))^2/($N1659+0.8*(1000/'Scenario Setup'!$E$159-10)))","v":{"$error":"#DIV/0!"}},{"$error":"#DIV/0!"},{"$error":"#DIV/0!"},{"$error":"#DIV/0!"},{"$error":"#DIV/0!"}]
[null,null,null,null,null,null,null,null,null,null,null,null,null,0.88,0.82116609505144533,1676,{"$f":"IF($N1660<0.2*(1000/'Scenario Setup'!$E$159-10),0,($N1660-0.2*(1000/'Scenario Setup'!$E$159-10))^2/($N1660+0.8*(1000/'Scenario Setup'!$E$159-10)))","v":{"$error":"#DIV/0!"}},{"$error":"#DIV/0!"},{"$error":"#DIV/0!"},{"$error":"#DIV/0!"},{"$error":"#DIV/0!"}]
[null,null,null,null,null,null,null,null,null,null,null,null,null,0.88,0.82165605095541405,1677,{"$f":"IF($N1661<0.2*(1000/'Scenario Setup'!$E$159-10),0,($N1661-0.2*(1000/'Scenario Setup'!$E$159-10))^2/($N1661+0.8*(1000/'Scenario Setup'!$E$159-10)))","v":{"$error":"#DIV/0!"}},{"$error":"#DIV/0!"},{"$error":"#DIV/0!"},{"$error":"#DIV/0!"},{"$error":"#DIV/0!"}]
[null,null,null,null,null,null,null,null,null,null,null,null,null,0.88,0.82214600685938266,1678,{"$f":"IF($N1662<0.2*(1000/'Scenario Setup'!$E$159-10),0,($N1662-0.2*(1000/'Scenario Setup'!$E$159-10))^2/($N1662+0.8*(1000/'Scenario Setup'!$E$159-10)))","v":{"$error":"#DIV/0!"}},{"$error":"#DIV/0!"},{"$error":"#DIV/0!"},{"$error":"#DIV/0!"},{"$error":"#DIV/0!"}]
[null,null,null,null,null,null,null,null,null,null,null,null,null,0.88,0.82263596276335127,1679,{"$f":"IF($N1663<0.2*(1000/'Scenario Setup'!$E$159-10),0,($N1663-0.2*(1000/'Scenario Setup'!$E$159-10))^2/($N1663+0.8*(1000/'Scenario Setup'!$E$159-10)))","v":{"$error":"#DIV/0!"}},{"$error":"#DIV/0!"},{"$error":"#DIV/0!"},{"$error":"#DIV/0!"},{"$error":"#DIV/0!"}]
[null,null,null,null,null,null,null,null,null,null,null,null,null,0.88,0.82312591866731999,1680,{"$f":"IF($N1664<0.2*(1000/'Scenario Setup'!$E$159-10),0,($N1664-0.2*(1000/'Scenario Setup'!$E$159-10))^2/($N1664+0.8*(1000/'Scenario Setup'!$E$159-10)))","v":{"$error":"#DIV/0!"}},{"$error":"#DIV/0!"},{"$error":"#DIV/0!"},{"$error":"#DIV/0!"},{"$error":"#DIV/0!"}]
[null,null,null,null,null,null,null,null,null,null,null,null,null,0.88,0.8236158745712886,1681,{"$f":"IF($N1665<0.2*(1000/'Scenario Setup'!$E$159-10),0,($N1665-0.2*(1000/'Scenario Setup'!$E$159-10))^2/($N1665+0.8*(1000/'Scenario Setup'!$E$159-10)))","v":{"$error":"#DIV/0!"}},{"$error":"#DIV/0!"},{"$error":"#DIV/0!"},{"$error":"#DIV/0!"},{"$error":"#DIV/0!"}]
[null,null,null,null,null,null,null,null,null,null,null,null,null,0.88,0.82410583047525721,1682,{"$f":"IF($N1666<0.2*(1000/'Scenario Setup'!$E$159-10),0,($N1666-0.2*(1000/'Scenario Setup'!$E$159-10))^2/($N1666+0.8*(1000/'Scenario Setup'!$E$159-10)))","v":{"$error":"#DIV/0!"}},{"$error":"#DIV/0!"},{"$error":"#DIV/0!"},{"$error":"#DIV/0!"},{"$error":"#DIV/0!"}]
[null,null,null,null,null,null,null,null,null,null,null,null,null,0.88,0.82459578637922581,1683,{"$f":"IF($N1667<0.2*(1000/'Scenario Setup'!$E$159-10),0,($N1667-0.2*(1000/'Scenario Setup'!$E$159-10))^2/($N1667+0.8*(1000/'Scenario Setup'!$E$159-10)))","v":{"$error":"#DIV/0!"}},{"$error":"#DIV/0!"},{"$error":"#DIV/0!"},{"$error":"#DIV/0!"},{"$error":"#DIV/0!"}]
[null,null,null,null,null,null,null,null,null,null,null,null,null,0.88,0.82508574228319453,1684,{"$f":"IF($N1668<0.2*(1000/'Scenario Setup'!$E$159-10),0,($N1668-0.2*(1000/'Scenario Setup'!$E$159-10))^2/($N1668+0.8*(1000/'Scenario Setup'!$E$159-10)))","v":{"$error":"#DIV/0!"}},{"$f":"Q1668/SUM(Q$4:Q$2025)","v":{"$error":"#DIV/0!"}},{"$error":"#DIV/0!"},{"$error":"#DIV/0!"},{"$error":"#DIV/0!"}]
[null,null,null,null,null,null,null,null,null,null,null,null,null,0.89,{"$f":"P1669/2041","v":0.82557569818716314},1685,{"$f":"IF($N1669<0.2*(1000/'Scenario Setup'!$E$159-10),0,($N1669-0.2*(1000/'Scenario Setup'!$E$159-10))^2/($N1669+0.8*(1000/'Scenario Setup'!$E$159-10)))","v":{"$error":"#DIV/0!"}},{"$error":"#DIV/0!"},{"$f":"IF(Q1669>0,_xlfn.RANK.EQ(Q1669,$Q$4:$Q$2025,1),\"\")","v":{"$error":"#DIV/0!"}},{"$f":"IF(S1669=\"\",0,_xlfn.RANK.EQ(S1669,$S$4:$S$2025,1))","v":{"$error":"#DIV/0!"}},{"$f":"ROUND(T1669/COUNTIFS($Q$4:$Q$2025,\">0\"),2)","v":{"$error":"#DIV/0!"}}]
[null,null,null,null,null,null,null,null,null,null,null,null,null,0.89,0.82606565409113175,1686,{"$f":"IF($N1670<0.2*(1000/'Scenario Setup'!$E$159-10),0,($N1670-0.2*(1000/'Scenario Setup'!$E$159-10))^2/($N1670+0.8*(1000/'Scenario Setup'!$E$159-10)))","v":{"$error":"#DIV/0!"}},{"$error":"#DIV/0!"},{"$error":"#DIV/0!"},{"$error":"#DIV/0!"},{"$error":"#DIV/0!"}]
[null,null,null,null,null,null,null,null,null,null,null,null,null,0.89,0.82655560999510047,1687,{"$f":"IF($N1671<0.2*(1000/'Scenario Setup'!$E$159-10),0,($N1671-0.2*(1000/'Scenario Setup'!$E$159-10))^2/($N1671+0.8*(1000/'Scenario Setup'!$E$159-10)))","v":{"$error":"#DIV/0!"}},{"$error":"#DIV/0!"},{"$error":"#DIV/0!"},{"$error":"#DIV/0!"},{"$error":"#DIV/0!"}]
[null,null,null,null,null,null,null,null,null,null,null,null,null,0.89,0.82704556589906908,1688,{"$f":"IF($N1672<0.2*(1000/'Scenario Setup'!$E$159-10),0,($N1672-0.2*(1000/'Scenario Setup'!$E$159-10))^2/($N1672+0.8*(1000/'Scenario Setup'!$E$159-10)))","v":{"$error":"#DIV/0!"}},{"$error":"#DIV/0!"},{"$error":"#DIV/0!"},{"$error":"#DIV/0!"},{"$error":"#DIV/0!"}]
[null,null,null,null,null,null,null,null,null,null,null,null,null,0.89,0.82753552180303769,1689,{"$f":"IF($N1673<0.2*(1000/'Scenario Setup'!$E$159-10),0,($N1673-0.2*(1000/'Scenario Setup'!$E$159-10))^2/($N1673+0.8*(1000/'Scenario Setup'!$E$159-10)))","v":{"$error":"#DIV/0!"}},{"$error":"#DIV/0!"},{"$error":"#DIV/0!"},{"$error":"#DIV/0!"},{"$error":"#DIV/0!"}]
[null,null,null,null,null,null,null,null,null,null,null,null,null,0.89,0.82802547770700641,1690,{"$f":"IF($N1674<0.2*(1000/'Scenario Setup'!$E$159-10),0,($N1674-0.2*(1000/'Scenario Setup'!$E$159-10))^2/($N1674+0.8*(1000/'Scenario Setup'!$E$159-10)))","v":{"$error":"#DIV/0!"}},{"$error":"#DIV/0!"},{"$error":"#DIV/0!"},{"$error":"#DIV/0!"},{"$error":"#DIV/0!"}]
[null,null,null,null,null,null,null,null,null,null,null,null,null,0.89,0.82851543361097502,1691,{"$f":"IF($N1675<0.2*(1000/'Scenario Setup'!$E$159-10),0,($N1675-0.2*(1000/'Scenario Setup'!$E$159-10))^2/($N1675+0.8*(1000/'Scenario Setup'!$E$159-10)))","v":{"$error":"#DIV/0!"}},{"$error":"#DIV/0!"},{"$error":"#DIV/0!"},{"$error":"#DIV/0!"},{"$error":"#DIV/0!"}]
[null,null,null,null,null,null,null,null,null,null,null,null,null,0.89,0.82900538951494362,1692,{"$f":"IF($N1676<0.2*(1000/'Scenario Setup'!$E$159-10),0,($N1676-0.2*(1000/'Scenario Setup'!$E$159-10))^2/($N1676+0.8*(1000/'Scenario Setup'!$E$159-10)))","v":{"$error":"#DIV/0!"}},{"$error":"#DIV/0!"},{"$error":"#DIV/0!"},{"$error":"#DIV/0!"},{"$error":"#DIV/0!"}]
[null,null,null,null,null,null,null,null,null,null,null,null,null,0.89,0.82949534541891234,1693,{"$f":"IF($N1677<0.2*(1000/'Scenario Setup'!$E$159-10),0,($N1677-0.2*(1000/'Scenario Setup'!$E$159-10))^2/($N1677+0.8*(1000/'Scenario Setup'!$E$159-10)))","v":{"$error":"#DIV/0!"}},{"$error":"#DIV/0!"},{"$error":"#DIV/0!"},{"$error":"#DIV/0!"},{"$error":"#DIV/0!"}]
[null,null,null,null,null,null,null,null,null,null,null,null,null,0.9,0.82998530132288095,1694,{"$f":"IF($N1678<0.2*(1000/'Scenario Setup'!$E$159-10),0,($N1678-0.2*(1000/'Scenario Setup'!$E$159-10))^2/($N1678+0.8*(1000/'Scenario Setup'!$E$159-10)))","v":{"$error":"#DIV/0!"}},{"$error":"#DIV/0!"},{"$error":"#DIV/0!"},{"$error":"#DIV/0!"},{"$error":"#DIV/0!"}]
[null,null,null,null,null,null,null,null,null,null,null,null,null,0.9,0.83047525722684956,1695,{"$f":"IF($N1679<0.2*(1000/'Scenario Setup'!$E$159-10),0,($N1679-0.2*(1000/'Scenario Setup'!$E$159-10))^2/($N1679+0.8*(1000/'Scenario Setup'!$E$159-10)))","v":{"$error":"#DIV/0!"}},{"$error":"#DIV/0!"},{"$error":"#DIV/0!"},{"$error":"#DIV/0!"},{"$error":"#DIV/0!"}]
[null,null,null,null,null,null,null,null,null,null,null,null,null,0.9,0.83096521313081828,1696,{"$f":"IF($N1680<0.2*(1000/'Scenario Setup'!$E$159-10),0,($N1680-0.2*(1000/'Scenario Setup'!$E$159-10))^2/($N1680+0.8*(1000/'Scenario Setup'!$E$159-10)))","v":{"$error":"#DIV/0!"}},{"$error":"#DIV/0!"},{"$error":"#DIV/0!"},{"$error":"#DIV/0!"},{"$error":"#DIV/0!"}]
[null,null,null,null,null,null,null,null,null,null,null,null,null,0.9,0.83145516903478689,1697,{"$f":"IF($N1681<0.2*(1000/'Scenario Setup'!$E$159-10),0,($N1681-0.2*(1000/'Scenario Setup'!$E$159-10))^2/($N1681+0.8*(1000/'Scenario Setup'!$E$159-10)))","v":{"$error":"#DIV/0!"}},{"$error":"#DIV/0!"},{"$error":"#DIV/0!"},{"$error":"#DIV/0!"},{"$error":"#DIV/0!"}]
[null,null,null,null,null,null,null,null,null,null,null,null,null,0.9,0.8319451249387555,1698,{"$f":"IF($N1682<0.2*(1000/'Scenario Setup'!$E$159-10),0,($N1682-0.2*(1000/'Scenario Setup'!$E$159-10))^2/($N1682+0.8*(1000/'Scenario Setup'!$E$159-10)))","v":{"$error":"#DIV/0!"}},{"$error":"#DIV/0!"},{"$error":"#DIV/0!"},{"$error":"#DIV/0!"},{"$error":"#DIV/0!"}]
[null,null,null,null,null,null,null,null,null,null,null,null,null,0.91,0.83243508084272411,1699,{"$f":"IF($N1683<0.2*(1000/'Scenario Setup'!$E$159-10),0,($N1683-0.2*(1000/'Scenario Setup'!$E$159-10))^2/($N1683+0.8*(1000/'Scenario Setup'!$E$159-10)))","v":{"$error":"#DIV/0!"}},{"$error":"#DIV/0!"},{"$error":"#DIV/0!"},{"$error":"#DIV/0!"},{"$error":"#DIV/0!"}]
[null,null,null,null,null,null,null,null,null,null,null,null,null,0.91,0.83292503674669283,1700,{"$f":"IF($N1684<0.2*(1000/'Scenario Setup'!$E$159-10),0,($N1684-0.2*(1000/'Scenario Setup'!$E$159-10))^2/($N1684+0.8*(1000/'Scenario Setup'!$E$159-10)))","v":{"$error":"#DIV/0!"}},{"$error":"#DIV/0!"},{"$error":"#DIV/0!"},{"$error":"#DIV/0!"},{"$error":"#DIV/0!"}]
[null,null,null,null,null,null,null,null,null,null,null,null,null,0.91,0.83341499265066143,1701,{"$f":"IF($N1685<0.2*(1000/'Scenario Setup'!$E$159-10),0,($N1685-0.2*(1000/'Scenario Setup'!$E$159-10))^2/($N1685+0.8*(1000/'Scenario Setup'!$E$159-10)))","v":{"$error":"#DIV/0!"}},{"$error":"#DIV/0!"},{"$error":"#DIV/0!"},{"$error":"#DIV/0!"},{"$error":"#DIV/0!"}]
[null,null,null,null,null,null,null,null,null,null,null,null,null,0.91,0.83390494855463004,1702,{"$f":"IF($N1686<0.2*(1000/'Scenario Setup'!$E$159-10),0,($N1686-0.2*(1000/'Scenario Setup'!$E$159-10))^2/($N1686+0.8*(1000/'Scenario Setup'!$E$159-10)))","v":{"$error":"#DIV/0!"}},{"$error":"#DIV/0!"},{"$error":"#DIV/0!"},{"$error":"#DIV/0!"},{"$error":"#DIV/0!"}]
[null,null,null,null,null,null,null,null,null,null,null,null,null,0.91,0.83439490445859876,1703,{"$f":"IF($N1687<0.2*(1000/'Scenario Setup'!$E$159-10),0,($N1687-0.2*(1000/'Scenario Setup'!$E$159-10))^2/($N1687+0.8*(1000/'Scenario Setup'!$E$159-10)))","v":{"$error":"#DIV/0!"}},{"$error":"#DIV/0!"},{"$error":"#DIV/0!"},{"$error":"#DIV/0!"},{"$error":"#DIV/0!"}]
[null,null,null,null,null,null,null,null,null,null,null,null,null,0.91,0.83488486036256737,1704,{"$f":"IF($N1688<0.2*(1000/'Scenario Setup'!$E$159-10),0,($N1688-0.2*(1000/'Scenario Setup'!$E$159-10))^2/($N1688+0.8*(1000/'Scenario Setup'!$E$159-10)))","v":{"$error":"#DIV/0!"}},{"$error":"#DIV/0!"},{"$error":"#DIV/0!"},{"$error":"#DIV/0!"},{"$error":"#DIV/0!"}]
[null,null,null,null,null,null,null,null,null,null,null,null,null,0.91,0.83537481626653598,1705,{"$f":"IF($N1689<0.2*(1000/'Scenario Setup'!$E$159-10),0,($N1689-0.2*(1000/'Scenario Setup'!$E$159-10))^2/($N1689+0.8*(1000/'Scenario Setup'!$E$159-10)))","v":{"$error":"#DIV/0!"}},{"$error":"#DIV/0!"},{"$error":"#DIV/0!"},{"$error":"#DIV/0!"},{"$error":"#DIV/0!"}]
[null,null,null,null,null,null,null,null,null,null,null,null,null,0.92,0.8358647721705047,1706,{"$f":"IF($N1690<0.2*(1000/'Scenario Setup'!$E$159-10),0,($N1690-0.2*(1000/'Scenario Setup'!$E$159-10))^2/($N1690+0.8*(1000/'Scenario Setup'!$E$159-10)))","v":{"$error":"#DIV/0!"}},{"$error":"#DIV/0!"},{"$error":"#DIV/0!"},{"$error":"#DIV/0!"},{"$error":"#DIV/0!"}]
[null,null,null,null,null,null,null,null,null,null,null,null,null,0.92,0.83635472807447331,1707,{"$f":"IF($N1691<0.2*(1000/'Scenario Setup'!$E$159-10),0,($N1691-0.2*(1000/'Scenario Setup'!$E$159-10))^2/($N1691+0.8*(1000/'Scenario Setup'!$E$159-10)))","v":{"$error":"#DIV/0!"}},{"$error":"#DIV/0!"},{"$error":"#DIV/0!"},{"$error":"#DIV/0!"},{"$error":"#DIV/0!"}]
[null,null,null,null,null,null,null,null,null,null,null,null,null,0.92,0.83684468397844192,1708,{"$f":"IF($N1692<0.2*(1000/'Scenario Setup'!$E$159-10),0,($N1692-0.2*(1000/'Scenario Setup'!$E$159-10))^2/($N1692+0.8*(1000/'Scenario Setup'!$E$159-10)))","v":{"$error":"#DIV/0!"}},{"$error":"#DIV/0!"},{"$error":"#DIV/0!"},{"$error":"#DIV/0!"},{"$error":"#DIV/0!"}]
[null,null,null,null,null,null,null,null,null,null,null,null,null,0.92,0.83733463988241064,1709,{"$f":"IF($N1693<0.2*(1000/'Scenario Setup'!$E$159-10),0,($N1693-0.2*(1000/'Scenario Setup'!$E$159-10))^2/($N1693+0.8*(1000/'Scenario Setup'!$E$159-10)))","v":{"$error":"#DIV/0!"}},{"$error":"#DIV/0!"},{"$error":"#DIV/0!"},{"$error":"#DIV/0!"},{"$error":"#DIV/0!"}]
[null,null,null,null,null,null,null,null,null,null,null,null,null,0.92,0.83782459578637924,1710,{"$f":"IF($N1694<0.2*(1000/'Scenario Setup'!$E$159-10),0,($N1694-0.2*(1000/'Scenario Setup'!$E$159-10))^2/($N1694+0.8*(1000/'Scenario Setup'!$E$159-10)))","v":{"$error":"#DIV/0!"}},{"$error":"#DIV/0!"},{"$error":"#DIV/0!"},{"$error":"#DIV/0!"},{"$error":"#DIV/0!"}]
[null,null,null,null,null,null,null,null,null,null,null,null,null,0.92,0.83831455169034785,1711,{"$f":"IF($N1695<0.2*(1000/'Scenario Setup'!$E$159-10),0,($N1695-0.2*(1000/'Scenario Setup'!$E$159-10))^2/($N1695+0.8*(1000/'Scenario Setup'!$E$159-10)))","v":{"$error":"#DIV/0!"}},{"$error":"#DIV/0!"},{"$error":"#DIV/0!"},{"$error":"#DIV/0!"},{"$error":"#DIV/0!"}]
[null,null,null,null,null,null,null,null,null,null,null,null,null,0.92,0.83880450759431646,1712,{"$f":"IF($N1696<0.2*(1000/'Scenario Setup'!$E$159-10),0,($N1696-0.2*(1000/'Scenario Setup'!$E$159-10))^2/($N1696+0.8*(1000/'Scenario Setup'!$E$159-10)))","v":{"$error":"#DIV/0!"}},{"$error":"#DIV/0!"},{"$error":"#DIV/0!"},{"$error":"#DIV/0!"},{"$error":"#DIV/0!"}]
[null,null,null,null,null,null,null,null,null,null,null,null,null,0.93,0.83929446349828518,1713,{"$f":"IF($N1697<0.2*(1000/'Scenario Setup'!$E$159-10),0,($N1697-0.2*(1000/'Scenario Setup'!$E$159-10))^2/($N1697+0.8*(1000/'Scenario Setup'!$E$159-10)))","v":{"$error":"#DIV/0!"}},{"$error":"#DIV/0!"},{"$error":"#DIV/0!"},{"$error":"#DIV/0!"},{"$error":"#DIV/0!"}]
[null,null,null,null,null,null,null,null,null,null,null,null,null,0.93,0.83978441940225379,1714,{"$f":"IF($N1698<0.2*(1000/'Scenario Setup'!$E$159-10),0,($N1698-0.2*(1000/'Scenario Setup'!$E$159-10))^2/($N1698+0.8*(1000/'Scenario Setup'!$E$159-10)))","v":{"$error":"#DIV/0!"}},{"$error":"#DIV/0!"},{"$error":"#DIV/0!"},{"$error":"#DIV/0!"},{"$error":"#DIV/0!"}]
[null,null,null,null,null,null,null,null,null,null,null,null,null,0.93,0.8402743753062224,1715,{"$f":"IF($N1699<0.2*(1000/'Scenario Setup'!$E$159-10),0,($N1699-0.2*(1000/'Scenario Setup'!$E$159-10))^2/($N1699+0.8*(1000/'Scenario Setup'!$E$159-10)))","v":{"$error":"#DIV/0!"}},{"$error":"#DIV/0!"},{"$error":"#DIV/0!"},{"$error":"#DIV/0!"},{"$error":"#DIV/0!"}]
[null,null,null,null,null,null,null,null,null,null,null,null,null,0.93,0.84076433121019112,1716,{"$f":"IF($N1700<0.2*(1000/'Scenario Setup'!$E$159-10),0,($N1700-0.2*(1000/'Scenario Setup'!$E$159-10))^2/($N1700+0.8*(1000/'Scenario Setup'!$E$159-10)))","v":{"$error":"#DIV/0!"}},{"$error":"#DIV/0!"},{"$error":"#DIV/0!"},{"$error":"#DIV/0!"},{"$error":"#DIV/0!"}]
[null,null,null,null,null,null,null,null,null,null,null,null,null,0.93,0.84125428711415973,1717,{"$f":"IF($N1701<0.2*(1000/'Scenario Setup'!$E$159-10),0,($N1701-0.2*(1000/'Scenario Setup'!$E$159-10))^2/($N1701+0.8*(1000/'Scenario Setup'!$E$159-10)))","v":{"$error":"#DIV/0!"}},{"$error":"#DIV/0!"},{"$error":"#DIV/0!"},{"$error":"#DIV/0!"},{"$error":"#DIV/0!"}]
[null,null,null,null,null,null,null,null,null,null,null,null,null,0.93,0.84174424301812834,1718,{"$f":"IF($N1702<0.2*(1000/'Scenario Setup'!$E$159-10),0,($N1702-0.2*(1000/'Scenario Setup'!$E$159-10))^2/($N1702+0.8*(1000/'Scenario Setup'!$E$159-10)))","v":{"$error":"#DIV/0!"}},{"$error":"#DIV/0!"},{"$error":"#DIV/0!"},{"$error":"#DIV/0!"},{"$error":"#DIV/0!"}]
[null,null,null,null,null,null,null,null,null,null,null,null,null,0.93,0.84223419892209705,1719,{"$f":"IF($N1703<0.2*(1000/'Scenario Setup'!$E$159-10),0,($N1703-0.2*(1000/'Scenario Setup'!$E$159-10))^2/($N1703+0.8*(1000/'Scenario Setup'!$E$159-10)))","v":{"$error":"#DIV/0!"}},{"$error":"#DIV/0!"},{"$error":"#DIV/0!"},{"$error":"#DIV/0!"},{"$error":"#DIV/0!"}]
[null,null,null,null,null,null,null,null,null,null,null,null,null,0.93,0.84272415482606566,1720,{"$f":"IF($N1704<0.2*(1000/'Scenario Setup'!$E$159-10),0,($N1704-0.2*(1000/'Scenario Setup'!$E$159-10))^2/($N1704+0.8*(1000/'Scenario Setup'!$E$159-10)))","v":{"$error":"#DIV/0!"}},{"$error":"#DIV/0!"},{"$error":"#DIV/0!"},{"$error":"#DIV/0!"},{"$error":"#DIV/0!"}]
[null,null,null,null,null,null,null,null,null,null,null,null,null,0.93,0.84321411073003427,1721,{"$f":"IF($N1705<0.2*(1000/'Scenario Setup'!$E$159-10),0,($N1705-0.2*(1000/'Scenario Setup'!$E$159-10))^2/($N1705+0.8*(1000/'Scenario Setup'!$E$159-10)))","v":{"$error":"#DIV/0!"}},{"$error":"#DIV/0!"},{"$error":"#DIV/0!"},{"$error":"#DIV/0!"},{"$error":"#DIV/0!"}]
[null,null,null,null,null,null,null,null,null,null,null,null,null,0.93,0.84370406663400299,1722,{"$f":"IF($N1706<0.2*(1000/'Scenario Setup'!$E$159-10),0,($N1706-0.2*(1000/'Scenario Setup'!$E$159-10))^2/($N1706+0.8*(1000/'Scenario Setup'!$E$159-10)))","v":{"$error":"#DIV/0!"}},{"$error":"#DIV/0!"},{"$error":"#DIV/0!"},{"$error":"#DIV/0!"},{"$error":"#DIV/0!"}]
[null,null,null,null,null,null,null,null,null,null,null,null,null,0.93,0.8441940225379716,1723,{"$f":"IF($N1707<0.2*(1000/'Scenario Setup'!$E$159-10),0,($N1707-0.2*(1000/'Scenario Setup'!$E$159-10))^2/($N1707+0.8*(1000/'Scenario Setup'!$E$159-10)))","v":{"$error":"#DIV/0!"}},{"$error":"#DIV/0!"},{"$error":"#DIV/0!"},{"$error":"#DIV/0!"},{"$error":"#DIV/0!"}]
[null,null,null,null,null,null,null,null,null,null,null,null,null,0.94,0.84468397844194021,1724,{"$f":"IF($N1708<0.2*(1000/'Scenario Setup'!$E$159-10),0,($N1708-0.2*(1000/'Scenario Setup'!$E$159-10))^2/($N1708+0.8*(1000/'Scenario Setup'!$E$159-10)))","v":{"$error":"#DIV/0!"}},{"$error":"#DIV/0!"},{"$error":"#DIV/0!"},{"$error":"#DIV/0!"},{"$error":"#DIV/0!"}]
[null,null,null,null,null,null,null,null,null,null,null,null,null,0.94,0.84517393434590882,1725,{"$f":"IF($N1709<0.2*(1000/'Scenario Setup'!$E$159-10),0,($N1709-0.2*(1000/'Scenario Setup'!$E$159-10))^2/($N1709+0.8*(1000/'Scenario Setup'!$E$159-10)))","v":{"$error":"#DIV/0!"}},{"$error":"#DIV/0!"},{"$error":"#DIV/0!"},{"$error":"#DIV/0!"},{"$error":"#DIV/0!"}]
[null,null,null,null,null,null,null,null,null,null,null,null,null,0.94,0.84566389024987754,1726,{"$f":"IF($N1710<0.2*(1000/'Scenario Setup'!$E$159-10),0,($N1710-0.2*(1000/'Scenario Setup'!$E$159-10))^2/($N1710+0.8*(1000/'Scenario Setup'!$E$159-10)))","v":{"$error":"#DIV/0!"}},{"$error":"#DIV/0!"},{"$error":"#DIV/0!"},{"$error":"#DIV/0!"},{"$error":"#DIV/0!"}]
[null,null,null,null,null,null,null,null,null,null,null,null,null,0.94,0.84615384615384615,1727,{"$f":"IF($N1711<0.2*(1000/'Scenario Setup'!$E$159-10),0,($N1711-0.2*(1000/'Scenario Setup'!$E$159-10))^2/($N1711+0.8*(1000/'Scenario Setup'!$E$159-10)))","v":{"$error":"#DIV/0!"}},{"$error":"#DIV/0!"},{"$error":"#DIV/0!"},{"$error":"#DIV/0!"},{"$error":"#DIV/0!"}]
[null,null,null,null,null,null,null,null,null,null,null,null,null,0.94,0.84664380205781475,1728,{"$f":"IF($N1712<0.2*(1000/'Scenario Setup'!$E$159-10),0,($N1712-0.2*(1000/'Scenario Setup'!$E$159-10))^2/($N1712+0.8*(1000/'Scenario Setup'!$E$159-10)))","v":{"$error":"#DIV/0!"}},{"$error":"#DIV/0!"},{"$error":"#DIV/0!"},{"$error":"#DIV/0!"},{"$error":"#DIV/0!"}]
[null,null,null,null,null,null,null,null,null,null,null,null,null,0.95,0.84713375796178347,1729,{"$f":"IF($N1713<0.2*(1000/'Scenario Setup'!$E$159-10),0,($N1713-0.2*(1000/'Scenario Setup'!$E$159-10))^2/($N1713+0.8*(1000/'Scenario Setup'!$E$159-10)))","v":{"$error":"#DIV/0!"}},{"$error":"#DIV/0!"},{"$error":"#DIV/0!"},{"$error":"#DIV/0!"},{"$error":"#DIV/0!"}]
[null,null,null,null,null,null,null,null,null,null,null,null,null,0.95,0.84762371386575208,1730,{"$f":"IF($N1714<0.2*(1000/'Scenario Setup'!$E$159-10),0,($N1714-0.2*(1000/'Scenario Setup'!$E$159-10))^2/($N1714+0.8*(1000/'Scenario Setup'!$E$159-10)))","v":{"$error":"#DIV/0!"}},{"$error":"#DIV/0!"},{"$error":"#DIV/0!"},{"$error":"#DIV/0!"},{"$error":"#DIV/0!"}]
[null,null,null,null,null,null,null,null,null,null,null,null,null,0.95,0.84811366976972069,1731,{"$f":"IF($N1715<0.2*(1000/'Scenario Setup'!$E$159-10),0,($N1715-0.2*(1000/'Scenario Setup'!$E$159-10))^2/($N1715+0.8*(1000/'Scenario Setup'!$E$159-10)))","v":{"$error":"#DIV/0!"}},{"$error":"#DIV/0!"},{"$error":"#DIV/0!"},{"$error":"#DIV/0!"},{"$error":"#DIV/0!"}]
[null,null,null,null,null,null,null,null,null,null,null,null,null,0.95,0.84860362567368941,1732,{"$f":"IF($N1716<0.2*(1000/'Scenario Setup'!$E$159-10),0,($N1716-0.2*(1000/'Scenario Setup'!$E$159-10))^2/($N1716+0.8*(1000/'Scenario Setup'!$E$159-10)))","v":{"$error":"#DIV/0!"}},{"$error":"#DIV/0!"},{"$error":"#DIV/0!"},{"$error":"#DIV/0!"},{"$error":"#DIV/0!"}]
[null,null,null,null,null,null,null,null,null,null,null,null,null,0.95,0.84909358157765802,1733,{"$f":"IF($N1717<0.2*(1000/'Scenario Setup'!$E$159-10),0,($N1717-0.2*(1000/'Scenario Setup'!$E$159-10))^2/($N1717+0.8*(1000/'Scenario Setup'!$E$159-10)))","v":{"$error":"#DIV/0!"}},{"$error":"#DIV/0!"},{"$error":"#DIV/0!"},{"$error":"#DIV/0!"},{"$error":"#DIV/0!"}]
[null,null,null,null,null,null,null,null,null,null,null,null,null,0.96,0.84958353748162663,1734,{"$f":"IF($N1718<0.2*(1000/'Scenario Setup'!$E$159-10),0,($N1718-0.2*(1000/'Scenario Setup'!$E$159-10))^2/($N1718+0.8*(1000/'Scenario Setup'!$E$159-10)))","v":{"$error":"#DIV/0!"}},{"$error":"#DIV/0!"},{"$error":"#DIV/0!"},{"$error":"#DIV/0!"},{"$error":"#DIV/0!"}]
[null,null,null,null,null,null,null,null,null,null,null,null,null,0.96,0.85007349338559535,1735,{"$f":"IF($N1719<0.2*(1000/'Scenario Setup'!$E$159-10),0,($N1719-0.2*(1000/'Scenario Setup'!$E$159-10))^2/($N1719+0.8*(1000/'Scenario Setup'!$E$159-10)))","v":{"$error":"#DIV/0!"}},{"$error":"#DIV/0!"},{"$error":"#DIV/0!"},{"$error":"#DIV/0!"},{"$error":"#DIV/0!"}]
[null,null,null,null,null,null,null,null,null,null,null,null,null,0.96,0.85056344928956396,1736,{"$f":"IF($N1720<0.2*(1000/'Scenario Setup'!$E$159-10),0,($N1720-0.2*(1000/'Scenario Setup'!$E$159-10))^2/($N1720+0.8*(1000/'Scenario Setup'!$E$159-10)))","v":{"$error":"#DIV/0!"}},{"$error":"#DIV/0!"},{"$error":"#DIV/0!"},{"$error":"#DIV/0!"},{"$error":"#DIV/0!"}]
[null,null,null,null,null,null,null,null,null,null,null,null,null,0.96,0.85105340519353256,1737,{"$f":"IF($N1721<0.2*(1000/'Scenario Setup'!$E$159-10),0,($N1721-0.2*(1000/'Scenario Setup'!$E$159-10))^2/($N1721+0.8*(1000/'Scenario Setup'!$E$159-10)))","v":{"$error":"#DIV/0!"}},{"$error":"#DIV/0!"},{"$error":"#DIV/0!"},{"$error":"#DIV/0!"},{"$error":"#DIV/0!"}]
[null,null,null,null,null,null,null,null,null,null,null,null,null,0.96,0.85154336109750117,1738,{"$f":"IF($N1722<0.2*(1000/'Scenario Setup'!$E$159-10),0,($N1722-0.2*(1000/'Scenario Setup'!$E$159-10))^2/($N1722+0.8*(1000/'Scenario Setup'!$E$159-10)))","v":{"$error":"#DIV/0!"}},{"$error":"#DIV/0!"},{"$error":"#DIV/0!"},{"$error":"#DIV/0!"},{"$error":"#DIV/0!"}]
[null,null,null,null,null,null,null,null,null,null,null,null,null,0.96,0.85203331700146989,1739,{"$f":"IF($N1723<0.2*(1000/'Scenario Setup'!$E$159-10),0,($N1723-0.2*(1000/'Scenario Setup'!$E$159-10))^2/($N1723+0.8*(1000/'Scenario Setup'!$E$159-10)))","v":{"$error":"#DIV/0!"}},{"$error":"#DIV/0!"},{"$error":"#DIV/0!"},{"$error":"#DIV/0!"},{"$error":"#DIV/0!"}]
[null,null,null,null,null,null,null,null,null,null,null,null,null,0.96,0.8525232729054385,1740,{"$f":"IF($N1724<0.2*(1000/'Scenario Setup'!$E$159-10),0,($N1724-0.2*(1000/'Scenario Setup'!$E$159-10))^2/($N1724+0.8*(1000/'Scenario Setup'!$E$159-10)))","v":{"$error":"#DIV/0!"}},{"$error":"#DIV/0!"},{"$error":"#DIV/0!"},{"$error":"#DIV/0!"},{"$error":"#DIV/0!"}]
[null,null,null,null,null,null,null,null,null,null,null,null,null,0.96,0.85301322880940711,1741,{"$f":"IF($N1725<0.2*(1000/'Scenario Setup'!$E$159-10),0,($N1725-0.2*(1000/'Scenario Setup'!$E$159-10))^2/($N1725+0.8*(1000/'Scenario Setup'!$E$159-10)))","v":{"$error":"#DIV/0!"}},{"$error":"#DIV/0!"},{"$error":"#DIV/0!"},{"$error":"#DIV/0!"},{"$error":"#DIV/0!"}]
[null,null,null,null,null,null,null,null,null,null,null,null,null,0.96,0.85350318471337583,1742,{"$f":"IF($N1726<0.2*(1000/'Scenario Setup'!$E$159-10),0,($N1726-0.2*(1000/'Scenario Setup'!$E$159-10))^2/($N1726+0.8*(1000/'Scenario Setup'!$E$159-10)))","v":{"$error":"#DIV/0!"}},{"$error":"#DIV/0!"},{"$error":"#DIV/0!"},{"$error":"#DIV/0!"},{"$error":"#DIV/0!"}]
[null,null,null,null,null,null,null,null,null,null,null,null,null,0.96,0.85399314061734444,1743,{"$f":"IF($N1727<0.2*(1000/'Scenario Setup'!$E$159-10),0,($N1727-0.2*(1000/'Scenario Setup'!$E$159-10))^2/($N1727+0.8*(1000/'Scenario Setup'!$E$159-10)))","v":{"$error":"#DIV/0!"}},{"$error":"#DIV/0!"},{"$error":"#DIV/0!"},{"$error":"#DIV/0!"},{"$error":"#DIV/0!"}]
[null,null,null,null,null,null,null,null,null,null,null,null,null,0.96,0.85448309652131305,1744,{"$f":"IF($N1728<0.2*(1000/'Scenario Setup'!$E$159-10),0,($N1728-0.2*(1000/'Scenario Setup'!$E$159-10))^2/($N1728+0.8*(1000/'Scenario Setup'!$E$159-10)))","v":{"$error":"#DIV/0!"}},{"$error":"#DIV/0!"},{"$error":"#DIV/0!"},{"$error":"#DIV/0!"},{"$error":"#DIV/0!"}]
[null,null,null,null,null,null,null,null,null,null,null,null,null,0.97,0.85497305242528177,1745,{"$f":"IF($N1729<0.2*(1000/'Scenario Setup'!$E$159-10),0,($N1729-0.2*(1000/'Scenario Setup'!$E$159-10))^2/($N1729+0.8*(1000/'Scenario Setup'!$E$159-10)))","v":{"$error":"#DIV/0!"}},{"$error":"#DIV/0!"},{"$error":"#DIV/0!"},{"$error":"#DIV/0!"},{"$error":"#DIV/0!"}]
[null,null,null,null,null,null,null,null,null,null,null,null,null,0.97,0.85546300832925037,1746,{"$f":"IF($N1730<0.2*(1000/'Scenario Setup'!$E$159-10),0,($N1730-0.2*(1000/'Scenario Setup'!$E$159-10))^2/($N1730+0.8*(1000/'Scenario Setup'!$E$159-10)))","v":{"$error":"#DIV/0!"}},{"$error":"#DIV/0!"},{"$error":"#DIV/0!"},{"$error":"#DIV/0!"},{"$error":"#DIV/0!"}]
[null,null,null,null,null,null,null,null,null,null,null,null,null,0.97,0.85595296423321898,1747,{"$f":"IF($N1731<0.2*(1000/'Scenario Setup'!$E$159-10),0,($N1731-0.2*(1000/'Scenario Setup'!$E$159-10))^2/($N1731+0.8*(1000/'Scenario Setup'!$E$159-10)))","v":{"$error":"#DIV/0!"}},{"$error":"#DIV/0!"},{"$error":"#DIV/0!"},{"$error":"#DIV/0!"},{"$error":"#DIV/0!"}]
[null,null,null,null,null,null,null,null,null,null,null,null,null,0.97,0.8564429201371877,1748,{"$f":"IF($N1732<0.2*(1000/'Scenario Setup'!$E$159-10),0,($N1732-0.2*(1000/'Scenario Setup'!$E$159-10))^2/($N1732+0.8*(1000/'Scenario Setup'!$E$159-10)))","v":{"$error":"#DIV/0!"}},{"$f":"Q1732/SUM(Q$4:Q$2025)","v":{"$error":"#DIV/0!"}},{"$error":"#DIV/0!"},{"$error":"#DIV/0!"},{"$error":"#DIV/0!"}]
[null,null,null,null,null,null,null,null,null,null,null,null,null,0.97,{"$f":"P1733/2041","v":0.85693287604115631},1749,{"$f":"IF($N1733<0.2*(1000/'Scenario Setup'!$E$159-10),0,($N1733-0.2*(1000/'Scenario Setup'!$E$159-10))^2/($N1733+0.8*(1000/'Scenario Setup'!$E$159-10)))","v":{"$error":"#DIV/0!"}},{"$error":"#DIV/0!"},{"$f":"IF(Q1733>0,_xlfn.RANK.EQ(Q1733,$Q$4:$Q$2025,1),\"\")","v":{"$error":"#DIV/0!"}},{"$f":"IF(S1733=\"\",0,_xlfn.RANK.EQ(S1733,$S$4:$S$2025,1))","v":{"$error":"#DIV/0!"}},{"$f":"ROUND(T1733/COUNTIFS($Q$4:$Q$2025,\">0\"),2)","v":{"$error":"#DIV/0!"}}]
[null,null,null,null,null,null,null,null,null,null,null,null,null,0.97,0.85742283194512492,1750,{"$f":"IF($N1734<0.2*(1000/'Scenario Setup'!$E$159-10),0,($N1734-0.2*(1000/'Scenario Setup'!$E$159-10))^2/($N1734+0.8*(1000/'Scenario Setup'!$E$159-10)))","v":{"$error":"#DIV/0!"}},{"$error":"#DIV/0!"},{"$error":"#DIV/0!"},{"$error":"#DIV/0!"},{"$error":"#DIV/0!"}]
[null,null,null,null,null,null,null,null,null,null,null,null,null,0.97,0.85791278784909353,1751,{"$f":"IF($N1735<0.2*(1000/'Scenario Setup'!$E$159-10),0,($N1735-0.2*(1000/'Scenario Setup'!$E$159-10))^2/($N1735+0.8*(1000/'Scenario Setup'!$E$159-10)))","v":{"$error":"#DIV/0!"}},{"$error":"#DIV/0!"},{"$error":"#DIV/0!"},{"$error":"#DIV/0!"},{"$error":"#DIV/0!"}]
[null,null,null,null,null,null,null,null,null,null,null,null,null,0.98,0.85840274375306225,1752,{"$f":"IF($N1736<0.2*(1000/'Scenario Setup'!$E$159-10),0,($N1736-0.2*(1000/'Scenario Setup'!$E$159-10))^2/($N1736+0.8*(1000/'Scenario Setup'!$E$159-10)))","v":{"$error":"#DIV/0!"}},{"$error":"#DIV/0!"},{"$error":"#DIV/0!"},{"$error":"#DIV/0!"},{"$error":"#DIV/0!"}]
[null,null,null,null,null,null,null,null,null,null,null,null,null,0.98,0.85889269965703086,1753,{"$f":"IF($N1737<0.2*(1000/'Scenario Setup'!$E$159-10),0,($N1737-0.2*(1000/'Scenario Setup'!$E$159-10))^2/($N1737+0.8*(1000/'Scenario Setup'!$E$159-10)))","v":{"$error":"#DIV/0!"}},{"$error":"#DIV/0!"},{"$error":"#DIV/0!"},{"$error":"#DIV/0!"},{"$error":"#DIV/0!"}]
[null,null,null,null,null,null,null,null,null,null,null,null,null,0.98,0.85938265556099946,1754,{"$f":"IF($N1738<0.2*(1000/'Scenario Setup'!$E$159-10),0,($N1738-0.2*(1000/'Scenario Setup'!$E$159-10))^2/($N1738+0.8*(1000/'Scenario Setup'!$E$159-10)))","v":{"$error":"#DIV/0!"}},{"$error":"#DIV/0!"},{"$error":"#DIV/0!"},{"$error":"#DIV/0!"},{"$error":"#DIV/0!"}]
[null,null,null,null,null,null,null,null,null,null,null,null,null,0.99,0.85987261146496818,1755,{"$f":"IF($N1739<0.2*(1000/'Scenario Setup'!$E$159-10),0,($N1739-0.2*(1000/'Scenario Setup'!$E$159-10))^2/($N1739+0.8*(1000/'Scenario Setup'!$E$159-10)))","v":{"$error":"#DIV/0!"}},{"$error":"#DIV/0!"},{"$error":"#DIV/0!"},{"$error":"#DIV/0!"},{"$error":"#DIV/0!"}]
[null,null,null,null,null,null,null,null,null,null,null,null,null,0.99,0.86036256736893679,1756,{"$f":"IF($N1740<0.2*(1000/'Scenario Setup'!$E$159-10),0,($N1740-0.2*(1000/'Scenario Setup'!$E$159-10))^2/($N1740+0.8*(1000/'Scenario Setup'!$E$159-10)))","v":{"$error":"#DIV/0!"}},{"$error":"#DIV/0!"},{"$error":"#DIV/0!"},{"$error":"#DIV/0!"},{"$error":"#DIV/0!"}]
[null,null,null,null,null,null,null,null,null,null,null,null,null,0.99,0.8608525232729054,1757,{"$f":"IF($N1741<0.2*(1000/'Scenario Setup'!$E$159-10),0,($N1741-0.2*(1000/'Scenario Setup'!$E$159-10))^2/($N1741+0.8*(1000/'Scenario Setup'!$E$159-10)))","v":{"$error":"#DIV/0!"}},{"$error":"#DIV/0!"},{"$error":"#DIV/0!"},{"$error":"#DIV/0!"},{"$error":"#DIV/0!"}]
[null,null,null,null,null,null,null,null,null,null,null,null,null,0.99,0.86134247917687412,1758,{"$f":"IF($N1742<0.2*(1000/'Scenario Setup'!$E$159-10),0,($N1742-0.2*(1000/'Scenario Setup'!$E$159-10))^2/($N1742+0.8*(1000/'Scenario Setup'!$E$159-10)))","v":{"$error":"#DIV/0!"}},{"$error":"#DIV/0!"},{"$error":"#DIV/0!"},{"$error":"#DIV/0!"},{"$error":"#DIV/0!"}]
[null,null,null,null,null,null,null,null,null,null,null,null,null,0.99,0.86183243508084273,1759,{"$f":"IF($N1743<0.2*(1000/'Scenario Setup'!$E$159-10),0,($N1743-0.2*(1000/'Scenario Setup'!$E$159-10))^2/($N1743+0.8*(1000/'Scenario Setup'!$E$159-10)))","v":{"$error":"#DIV/0!"}},{"$error":"#DIV/0!"},{"$error":"#DIV/0!"},{"$error":"#DIV/0!"},{"$error":"#DIV/0!"}]
[null,null,null,null,null,null,null,null,null,null,null,null,null,1,0.86232239098481134,1760,{"$f":"IF($N1744<0.2*(1000/'Scenario Setup'!$E$159-10),0,($N1744-0.2*(1000/'Scenario Setup'!$E$159-10))^2/($N1744+0.8*(1000/'Scenario Setup'!$E$159-10)))","v":{"$error":"#DIV/0!"}},{"$error":"#DIV/0!"},{"$error":"#DIV/0!"},{"$error":"#DIV/0!"},{"$error":"#DIV/0!"}]
[null,null,null,null,null,null,null,null,null,null,null,null,null,1,0.86281234688878006,1761,{"$f":"IF($N1745<0.2*(1000/'Scenario Setup'!$E$159-10),0,($N1745-0.2*(1000/'Scenario Setup'!$E$159-10))^2/($N1745+0.8*(1000/'Scenario Setup'!$E$159-10)))","v":{"$error":"#DIV/0!"}},{"$error":"#DIV/0!"},{"$error":"#DIV/0!"},{"$error":"#DIV/0!"},{"$error":"#DIV/0!"}]
[null,null,null,null,null,null,null,null,null,null,null,null,null,1,0.86330230279274867,1762,{"$f":"IF($N1746<0.2*(1000/'Scenario Setup'!$E$159-10),0,($N1746-0.2*(1000/'Scenario Setup'!$E$159-10))^2/($N1746+0.8*(1000/'Scenario Setup'!$E$159-10)))","v":{"$error":"#DIV/0!"}},{"$error":"#DIV/0!"},{"$error":"#DIV/0!"},{"$error":"#DIV/0!"},{"$error":"#DIV/0!"}]
[null,null,null,null,null,null,null,null,null,null,null,null,null,1,0.86379225869671727,1763,{"$f":"IF($N1747<0.2*(1000/'Scenario Setup'!$E$159-10),0,($N1747-0.2*(1000/'Scenario Setup'!$E$159-10))^2/($N1747+0.8*(1000/'Scenario Setup'!$E$159-10)))","v":{"$error":"#DIV/0!"}},{"$error":"#DIV/0!"},{"$error":"#DIV/0!"},{"$error":"#DIV/0!"},{"$error":"#DIV/0!"}]
[null,null,null,null,null,null,null,null,null,null,null,null,null,1,0.86428221460068588,1764,{"$f":"IF($N1748<0.2*(1000/'Scenario Setup'!$E$159-10),0,($N1748-0.2*(1000/'Scenario Setup'!$E$159-10))^2/($N1748+0.8*(1000/'Scenario Setup'!$E$159-10)))","v":{"$error":"#DIV/0!"}},{"$error":"#DIV/0!"},{"$error":"#DIV/0!"},{"$error":"#DIV/0!"},{"$error":"#DIV/0!"}]
[null,null,null,null,null,null,null,null,null,null,null,null,null,1,0.8647721705046546,1765,{"$f":"IF($N1749<0.2*(1000/'Scenario Setup'!$E$159-10),0,($N1749-0.2*(1000/'Scenario Setup'!$E$159-10))^2/($N1749+0.8*(1000/'Scenario Setup'!$E$159-10)))","v":{"$error":"#DIV/0!"}},{"$error":"#DIV/0!"},{"$error":"#DIV/0!"},{"$error":"#DIV/0!"},{"$error":"#DIV/0!"}]
[null,null,null,null,null,null,null,null,null,null,null,null,null,1,0.86526212640862321,1766,{"$f":"IF($N1750<0.2*(1000/'Scenario Setup'!$E$159-10),0,($N1750-0.2*(1000/'Scenario Setup'!$E$159-10))^2/($N1750+0.8*(1000/'Scenario Setup'!$E$159-10)))","v":{"$error":"#DIV/0!"}},{"$error":"#DIV/0!"},{"$error":"#DIV/0!"},{"$error":"#DIV/0!"},{"$error":"#DIV/0!"}]
[null,null,null,null,null,null,null,null,null,null,null,null,null,1,0.86575208231259182,1767,{"$f":"IF($N1751<0.2*(1000/'Scenario Setup'!$E$159-10),0,($N1751-0.2*(1000/'Scenario Setup'!$E$159-10))^2/($N1751+0.8*(1000/'Scenario Setup'!$E$159-10)))","v":{"$error":"#DIV/0!"}},{"$error":"#DIV/0!"},{"$error":"#DIV/0!"},{"$error":"#DIV/0!"},{"$error":"#DIV/0!"}]
[null,null,null,null,null,null,null,null,null,null,null,null,null,1,0.86624203821656054,1768,{"$f":"IF($N1752<0.2*(1000/'Scenario Setup'!$E$159-10),0,($N1752-0.2*(1000/'Scenario Setup'!$E$159-10))^2/($N1752+0.8*(1000/'Scenario Setup'!$E$159-10)))","v":{"$error":"#DIV/0!"}},{"$error":"#DIV/0!"},{"$error":"#DIV/0!"},{"$error":"#DIV/0!"},{"$error":"#DIV/0!"}]
[null,null,null,null,null,null,null,null,null,null,null,null,null,1.01,0.86673199412052915,1769,{"$f":"IF($N1753<0.2*(1000/'Scenario Setup'!$E$159-10),0,($N1753-0.2*(1000/'Scenario Setup'!$E$159-10))^2/($N1753+0.8*(1000/'Scenario Setup'!$E$159-10)))","v":{"$error":"#DIV/0!"}},{"$error":"#DIV/0!"},{"$error":"#DIV/0!"},{"$error":"#DIV/0!"},{"$error":"#DIV/0!"}]
[null,null,null,null,null,null,null,null,null,null,null,null,null,1.01,0.86722195002449776,1770,{"$f":"IF($N1754<0.2*(1000/'Scenario Setup'!$E$159-10),0,($N1754-0.2*(1000/'Scenario Setup'!$E$159-10))^2/($N1754+0.8*(1000/'Scenario Setup'!$E$159-10)))","v":{"$error":"#DIV/0!"}},{"$error":"#DIV/0!"},{"$error":"#DIV/0!"},{"$error":"#DIV/0!"},{"$error":"#DIV/0!"}]
[null,null,null,null,null,null,null,null,null,null,null,null,null,1.01,0.86771190592846648,1771,{"$f":"IF($N1755<0.2*(1000/'Scenario Setup'!$E$159-10),0,($N1755-0.2*(1000/'Scenario Setup'!$E$159-10))^2/($N1755+0.8*(1000/'Scenario Setup'!$E$159-10)))","v":{"$error":"#DIV/0!"}},{"$error":"#DIV/0!"},{"$error":"#DIV/0!"},{"$error":"#DIV/0!"},{"$error":"#DIV/0!"}]
[null,null,null,null,null,null,null,null,null,null,null,null,null,1.01,0.86820186183243508,1772,{"$f":"IF($N1756<0.2*(1000/'Scenario Setup'!$E$159-10),0,($N1756-0.2*(1000/'Scenario Setup'!$E$159-10))^2/($N1756+0.8*(1000/'Scenario Setup'!$E$159-10)))","v":{"$error":"#DIV/0!"}},{"$error":"#DIV/0!"},{"$error":"#DIV/0!"},{"$error":"#DIV/0!"},{"$error":"#DIV/0!"}]
[null,null,null,null,null,null,null,null,null,null,null,null,null,1.01,0.86869181773640369,1773,{"$f":"IF($N1757<0.2*(1000/'Scenario Setup'!$E$159-10),0,($N1757-0.2*(1000/'Scenario Setup'!$E$159-10))^2/($N1757+0.8*(1000/'Scenario Setup'!$E$159-10)))","v":{"$error":"#DIV/0!"}},{"$error":"#DIV/0!"},{"$error":"#DIV/0!"},{"$error":"#DIV/0!"},{"$error":"#DIV/0!"}]
[null,null,null,null,null,null,null,null,null,null,null,null,null,1.01,0.86918177364037241,1774,{"$f":"IF($N1758<0.2*(1000/'Scenario Setup'!$E$159-10),0,($N1758-0.2*(1000/'Scenario Setup'!$E$159-10))^2/($N1758+0.8*(1000/'Scenario Setup'!$E$159-10)))","v":{"$error":"#DIV/0!"}},{"$error":"#DIV/0!"},{"$error":"#DIV/0!"},{"$error":"#DIV/0!"},{"$error":"#DIV/0!"}]
[null,null,null,null,null,null,null,null,null,null,null,null,null,1.02,0.86967172954434102,1775,{"$f":"IF($N1759<0.2*(1000/'Scenario Setup'!$E$159-10),0,($N1759-0.2*(1000/'Scenario Setup'!$E$159-10))^2/($N1759+0.8*(1000/'Scenario Setup'!$E$159-10)))","v":{"$error":"#DIV/0!"}},{"$error":"#DIV/0!"},{"$error":"#DIV/0!"},{"$error":"#DIV/0!"},{"$error":"#DIV/0!"}]
[null,null,null,null,null,null,null,null,null,null,null,null,null,1.02,0.87016168544830963,1776,{"$f":"IF($N1760<0.2*(1000/'Scenario Setup'!$E$159-10),0,($N1760-0.2*(1000/'Scenario Setup'!$E$159-10))^2/($N1760+0.8*(1000/'Scenario Setup'!$E$159-10)))","v":{"$error":"#DIV/0!"}},{"$error":"#DIV/0!"},{"$error":"#DIV/0!"},{"$error":"#DIV/0!"},{"$error":"#DIV/0!"}]
[null,null,null,null,null,null,null,null,null,null,null,null,null,1.02,0.87065164135227835,1777,{"$f":"IF($N1761<0.2*(1000/'Scenario Setup'!$E$159-10),0,($N1761-0.2*(1000/'Scenario Setup'!$E$159-10))^2/($N1761+0.8*(1000/'Scenario Setup'!$E$159-10)))","v":{"$error":"#DIV/0!"}},{"$error":"#DIV/0!"},{"$error":"#DIV/0!"},{"$error":"#DIV/0!"},{"$error":"#DIV/0!"}]
[null,null,null,null,null,null,null,null,null,null,null,null,null,1.02,0.87114159725624696,1778,{"$f":"IF($N1762<0.2*(1000/'Scenario Setup'!$E$159-10),0,($N1762-0.2*(1000/'Scenario Setup'!$E$159-10))^2/($N1762+0.8*(1000/'Scenario Setup'!$E$159-10)))","v":{"$error":"#DIV/0!"}},{"$error":"#DIV/0!"},{"$error":"#DIV/0!"},{"$error":"#DIV/0!"},{"$error":"#DIV/0!"}]
[null,null,null,null,null,null,null,null,null,null,null,null,null,1.02,0.87163155316021557,1779,{"$f":"IF($N1763<0.2*(1000/'Scenario Setup'!$E$159-10),0,($N1763-0.2*(1000/'Scenario Setup'!$E$159-10))^2/($N1763+0.8*(1000/'Scenario Setup'!$E$159-10)))","v":{"$error":"#DIV/0!"}},{"$error":"#DIV/0!"},{"$error":"#DIV/0!"},{"$error":"#DIV/0!"},{"$error":"#DIV/0!"}]
[null,null,null,null,null,null,null,null,null,null,null,null,null,1.02,0.87212150906418417,1780,{"$f":"IF($N1764<0.2*(1000/'Scenario Setup'!$E$159-10),0,($N1764-0.2*(1000/'Scenario Setup'!$E$159-10))^2/($N1764+0.8*(1000/'Scenario Setup'!$E$159-10)))","v":{"$error":"#DIV/0!"}},{"$error":"#DIV/0!"},{"$error":"#DIV/0!"},{"$error":"#DIV/0!"},{"$error":"#DIV/0!"}]
[null,null,null,null,null,null,null,null,null,null,null,null,null,1.02,0.87261146496815289,1781,{"$f":"IF($N1765<0.2*(1000/'Scenario Setup'!$E$159-10),0,($N1765-0.2*(1000/'Scenario Setup'!$E$159-10))^2/($N1765+0.8*(1000/'Scenario Setup'!$E$159-10)))","v":{"$error":"#DIV/0!"}},{"$error":"#DIV/0!"},{"$error":"#DIV/0!"},{"$error":"#DIV/0!"},{"$error":"#DIV/0!"}]
[null,null,null,null,null,null,null,null,null,null,null,null,null,1.02,0.8731014208721215,1782,{"$f":"IF($N1766<0.2*(1000/'Scenario Setup'!$E$159-10),0,($N1766-0.2*(1000/'Scenario Setup'!$E$159-10))^2/($N1766+0.8*(1000/'Scenario Setup'!$E$159-10)))","v":{"$error":"#DIV/0!"}},{"$error":"#DIV/0!"},{"$error":"#DIV/0!"},{"$error":"#DIV/0!"},{"$error":"#DIV/0!"}]
[null,null,null,null,null,null,null,null,null,null,null,null,null,1.02,0.87359137677609011,1783,{"$f":"IF($N1767<0.2*(1000/'Scenario Setup'!$E$159-10),0,($N1767-0.2*(1000/'Scenario Setup'!$E$159-10))^2/($N1767+0.8*(1000/'Scenario Setup'!$E$159-10)))","v":{"$error":"#DIV/0!"}},{"$error":"#DIV/0!"},{"$error":"#DIV/0!"},{"$error":"#DIV/0!"},{"$error":"#DIV/0!"}]
[null,null,null,null,null,null,null,null,null,null,null,null,null,1.02,0.87408133268005883,1784,{"$f":"IF($N1768<0.2*(1000/'Scenario Setup'!$E$159-10),0,($N1768-0.2*(1000/'Scenario Setup'!$E$159-10))^2/($N1768+0.8*(1000/'Scenario Setup'!$E$159-10)))","v":{"$error":"#DIV/0!"}},{"$error":"#DIV/0!"},{"$error":"#DIV/0!"},{"$error":"#DIV/0!"},{"$error":"#DIV/0!"}]
[null,null,null,null,null,null,null,null,null,null,null,null,null,1.02,0.87457128858402744,1785,{"$f":"IF($N1769<0.2*(1000/'Scenario Setup'!$E$159-10),0,($N1769-0.2*(1000/'Scenario Setup'!$E$159-10))^2/($N1769+0.8*(1000/'Scenario Setup'!$E$159-10)))","v":{"$error":"#DIV/0!"}},{"$error":"#DIV/0!"},{"$error":"#DIV/0!"},{"$error":"#DIV/0!"},{"$error":"#DIV/0!"}]
[null,null,null,null,null,null,null,null,null,null,null,null,null,1.02,0.87506124448799605,1786,{"$f":"IF($N1770<0.2*(1000/'Scenario Setup'!$E$159-10),0,($N1770-0.2*(1000/'Scenario Setup'!$E$159-10))^2/($N1770+0.8*(1000/'Scenario Setup'!$E$159-10)))","v":{"$error":"#DIV/0!"}},{"$error":"#DIV/0!"},{"$error":"#DIV/0!"},{"$error":"#DIV/0!"},{"$error":"#DIV/0!"}]
[null,null,null,null,null,null,null,null,null,null,null,null,null,1.02,0.87555120039196477,1787,{"$f":"IF($N1771<0.2*(1000/'Scenario Setup'!$E$159-10),0,($N1771-0.2*(1000/'Scenario Setup'!$E$159-10))^2/($N1771+0.8*(1000/'Scenario Setup'!$E$159-10)))","v":{"$error":"#DIV/0!"}},{"$error":"#DIV/0!"},{"$error":"#DIV/0!"},{"$error":"#DIV/0!"},{"$error":"#DIV/0!"}]
[null,null,null,null,null,null,null,null,null,null,null,null,null,1.02,0.87604115629593338,1788,{"$f":"IF($N1772<0.2*(1000/'Scenario Setup'!$E$159-10),0,($N1772-0.2*(1000/'Scenario Setup'!$E$159-10))^2/($N1772+0.8*(1000/'Scenario Setup'!$E$159-10)))","v":{"$error":"#DIV/0!"}},{"$error":"#DIV/0!"},{"$error":"#DIV/0!"},{"$error":"#DIV/0!"},{"$error":"#DIV/0!"}]
[null,null,null,null,null,null,null,null,null,null,null,null,null,1.02,0.87653111219990198,1789,{"$f":"IF($N1773<0.2*(1000/'Scenario Setup'!$E$159-10),0,($N1773-0.2*(1000/'Scenario Setup'!$E$159-10))^2/($N1773+0.8*(1000/'Scenario Setup'!$E$159-10)))","v":{"$error":"#DIV/0!"}},{"$error":"#DIV/0!"},{"$error":"#DIV/0!"},{"$error":"#DIV/0!"},{"$error":"#DIV/0!"}]
[null,null,null,null,null,null,null,null,null,null,null,null,null,1.03,0.8770210681038707,1790,{"$f":"IF($N1774<0.2*(1000/'Scenario Setup'!$E$159-10),0,($N1774-0.2*(1000/'Scenario Setup'!$E$159-10))^2/($N1774+0.8*(1000/'Scenario Setup'!$E$159-10)))","v":{"$error":"#DIV/0!"}},{"$error":"#DIV/0!"},{"$error":"#DIV/0!"},{"$error":"#DIV/0!"},{"$error":"#DIV/0!"}]
[null,null,null,null,null,null,null,null,null,null,null,null,null,1.03,0.87751102400783931,1791,{"$f":"IF($N1775<0.2*(1000/'Scenario Setup'!$E$159-10),0,($N1775-0.2*(1000/'Scenario Setup'!$E$159-10))^2/($N1775+0.8*(1000/'Scenario Setup'!$E$159-10)))","v":{"$error":"#DIV/0!"}},{"$error":"#DIV/0!"},{"$error":"#DIV/0!"},{"$error":"#DIV/0!"},{"$error":"#DIV/0!"}]
[null,null,null,null,null,null,null,null,null,null,null,null,null,1.03,0.87800097991180792,1792,{"$f":"IF($N1776<0.2*(1000/'Scenario Setup'!$E$159-10),0,($N1776-0.2*(1000/'Scenario Setup'!$E$159-10))^2/($N1776+0.8*(1000/'Scenario Setup'!$E$159-10)))","v":{"$error":"#DIV/0!"}},{"$error":"#DIV/0!"},{"$error":"#DIV/0!"},{"$error":"#DIV/0!"},{"$error":"#DIV/0!"}]
[null,null,null,null,null,null,null,null,null,null,null,null,null,1.03,0.87849093581577653,1793,{"$f":"IF($N1777<0.2*(1000/'Scenario Setup'!$E$159-10),0,($N1777-0.2*(1000/'Scenario Setup'!$E$159-10))^2/($N1777+0.8*(1000/'Scenario Setup'!$E$159-10)))","v":{"$error":"#DIV/0!"}},{"$error":"#DIV/0!"},{"$error":"#DIV/0!"},{"$error":"#DIV/0!"},{"$error":"#DIV/0!"}]
[null,null,null,null,null,null,null,null,null,null,null,null,null,1.03,0.87898089171974525,1794,{"$f":"IF($N1778<0.2*(1000/'Scenario Setup'!$E$159-10),0,($N1778-0.2*(1000/'Scenario Setup'!$E$159-10))^2/($N1778+0.8*(1000/'Scenario Setup'!$E$159-10)))","v":{"$error":"#DIV/0!"}},{"$error":"#DIV/0!"},{"$error":"#DIV/0!"},{"$error":"#DIV/0!"},{"$error":"#DIV/0!"}]
[null,null,null,null,null,null,null,null,null,null,null,null,null,1.03,0.87947084762371386,1795,{"$f":"IF($N1779<0.2*(1000/'Scenario Setup'!$E$159-10),0,($N1779-0.2*(1000/'Scenario Setup'!$E$159-10))^2/($N1779+0.8*(1000/'Scenario Setup'!$E$159-10)))","v":{"$error":"#DIV/0!"}},{"$error":"#DIV/0!"},{"$error":"#DIV/0!"},{"$error":"#DIV/0!"},{"$error":"#DIV/0!"}]
[null,null,null,null,null,null,null,null,null,null,null,null,null,1.03,0.87996080352768247,1796,{"$f":"IF($N1780<0.2*(1000/'Scenario Setup'!$E$159-10),0,($N1780-0.2*(1000/'Scenario Setup'!$E$159-10))^2/($N1780+0.8*(1000/'Scenario Setup'!$E$159-10)))","v":{"$error":"#DIV/0!"}},{"$error":"#DIV/0!"},{"$error":"#DIV/0!"},{"$error":"#DIV/0!"},{"$error":"#DIV/0!"}]
[null,null,null,null,null,null,null,null,null,null,null,null,null,1.04,0.88045075943165119,1797,{"$f":"IF($N1781<0.2*(1000/'Scenario Setup'!$E$159-10),0,($N1781-0.2*(1000/'Scenario Setup'!$E$159-10))^2/($N1781+0.8*(1000/'Scenario Setup'!$E$159-10)))","v":{"$error":"#DIV/0!"}},{"$error":"#DIV/0!"},{"$error":"#DIV/0!"},{"$error":"#DIV/0!"},{"$error":"#DIV/0!"}]
[null,null,null,null,null,null,null,null,null,null,null,null,null,1.04,0.8809407153356198,1798,{"$f":"IF($N1782<0.2*(1000/'Scenario Setup'!$E$159-10),0,($N1782-0.2*(1000/'Scenario Setup'!$E$159-10))^2/($N1782+0.8*(1000/'Scenario Setup'!$E$159-10)))","v":{"$error":"#DIV/0!"}},{"$error":"#DIV/0!"},{"$error":"#DIV/0!"},{"$error":"#DIV/0!"},{"$error":"#DIV/0!"}]
[null,null,null,null,null,null,null,null,null,null,null,null,null,1.04,0.8814306712395884,1799,{"$f":"IF($N1783<0.2*(1000/'Scenario Setup'!$E$159-10),0,($N1783-0.2*(1000/'Scenario Setup'!$E$159-10))^2/($N1783+0.8*(1000/'Scenario Setup'!$E$159-10)))","v":{"$error":"#DIV/0!"}},{"$error":"#DIV/0!"},{"$error":"#DIV/0!"},{"$error":"#DIV/0!"},{"$error":"#DIV/0!"}]
[null,null,null,null,null,null,null,null,null,null,null,null,null,1.04,0.88192062714355712,1800,{"$f":"IF($N1784<0.2*(1000/'Scenario Setup'!$E$159-10),0,($N1784-0.2*(1000/'Scenario Setup'!$E$159-10))^2/($N1784+0.8*(1000/'Scenario Setup'!$E$159-10)))","v":{"$error":"#DIV/0!"}},{"$error":"#DIV/0!"},{"$error":"#DIV/0!"},{"$error":"#DIV/0!"},{"$error":"#DIV/0!"}]
[null,null,null,null,null,null,null,null,null,null,null,null,null,1.04,0.88241058304752573,1801,{"$f":"IF($N1785<0.2*(1000/'Scenario Setup'!$E$159-10),0,($N1785-0.2*(1000/'Scenario Setup'!$E$159-10))^2/($N1785+0.8*(1000/'Scenario Setup'!$E$159-10)))","v":{"$error":"#DIV/0!"}},{"$error":"#DIV/0!"},{"$error":"#DIV/0!"},{"$error":"#DIV/0!"},{"$error":"#DIV/0!"}]
[null,null,null,null,null,null,null,null,null,null,null,null,null,1.04,0.88290053895149434,1802,{"$f":"IF($N1786<0.2*(1000/'Scenario Setup'!$E$159-10),0,($N1786-0.2*(1000/'Scenario Setup'!$E$159-10))^2/($N1786+0.8*(1000/'Scenario Setup'!$E$159-10)))","v":{"$error":"#DIV/0!"}},{"$error":"#DIV/0!"},{"$error":"#DIV/0!"},{"$error":"#DIV/0!"},{"$error":"#DIV/0!"}]
[null,null,null,null,null,null,null,null,null,null,null,null,null,1.05,0.88339049485546306,1803,{"$f":"IF($N1787<0.2*(1000/'Scenario Setup'!$E$159-10),0,($N1787-0.2*(1000/'Scenario Setup'!$E$159-10))^2/($N1787+0.8*(1000/'Scenario Setup'!$E$159-10)))","v":{"$error":"#DIV/0!"}},{"$error":"#DIV/0!"},{"$error":"#DIV/0!"},{"$error":"#DIV/0!"},{"$error":"#DIV/0!"}]
[null,null,null,null,null,null,null,null,null,null,null,null,null,1.06,0.88388045075943167,1804,{"$f":"IF($N1788<0.2*(1000/'Scenario Setup'!$E$159-10),0,($N1788-0.2*(1000/'Scenario Setup'!$E$159-10))^2/($N1788+0.8*(1000/'Scenario Setup'!$E$159-10)))","v":{"$error":"#DIV/0!"}},{"$error":"#DIV/0!"},{"$error":"#DIV/0!"},{"$error":"#DIV/0!"},{"$error":"#DIV/0!"}]
[null,null,null,null,null,null,null,null,null,null,null,null,null,1.06,0.88437040666340028,1805,{"$f":"IF($N1789<0.2*(1000/'Scenario Setup'!$E$159-10),0,($N1789-0.2*(1000/'Scenario Setup'!$E$159-10))^2/($N1789+0.8*(1000/'Scenario Setup'!$E$159-10)))","v":{"$error":"#DIV/0!"}},{"$error":"#DIV/0!"},{"$error":"#DIV/0!"},{"$error":"#DIV/0!"},{"$error":"#DIV/0!"}]
[null,null,null,null,null,null,null,null,null,null,null,null,null,1.06,0.88486036256736889,1806,{"$f":"IF($N1790<0.2*(1000/'Scenario Setup'!$E$159-10),0,($N1790-0.2*(1000/'Scenario Setup'!$E$159-10))^2/($N1790+0.8*(1000/'Scenario Setup'!$E$159-10)))","v":{"$error":"#DIV/0!"}},{"$error":"#DIV/0!"},{"$error":"#DIV/0!"},{"$error":"#DIV/0!"},{"$error":"#DIV/0!"}]
[null,null,null,null,null,null,null,null,null,null,null,null,null,1.06,0.88535031847133761,1807,{"$f":"IF($N1791<0.2*(1000/'Scenario Setup'!$E$159-10),0,($N1791-0.2*(1000/'Scenario Setup'!$E$159-10))^2/($N1791+0.8*(1000/'Scenario Setup'!$E$159-10)))","v":{"$error":"#DIV/0!"}},{"$error":"#DIV/0!"},{"$error":"#DIV/0!"},{"$error":"#DIV/0!"},{"$error":"#DIV/0!"}]
[null,null,null,null,null,null,null,null,null,null,null,null,null,1.07,0.88584027437530621,1808,{"$f":"IF($N1792<0.2*(1000/'Scenario Setup'!$E$159-10),0,($N1792-0.2*(1000/'Scenario Setup'!$E$159-10))^2/($N1792+0.8*(1000/'Scenario Setup'!$E$159-10)))","v":{"$error":"#DIV/0!"}},{"$error":"#DIV/0!"},{"$error":"#DIV/0!"},{"$error":"#DIV/0!"},{"$error":"#DIV/0!"}]
[null,null,null,null,null,null,null,null,null,null,null,null,null,1.07,0.88633023027927482,1809,{"$f":"IF($N1793<0.2*(1000/'Scenario Setup'!$E$159-10),0,($N1793-0.2*(1000/'Scenario Setup'!$E$159-10))^2/($N1793+0.8*(1000/'Scenario Setup'!$E$159-10)))","v":{"$error":"#DIV/0!"}},{"$error":"#DIV/0!"},{"$error":"#DIV/0!"},{"$error":"#DIV/0!"},{"$error":"#DIV/0!"}]
[null,null,null,null,null,null,null,null,null,null,null,null,null,1.07,0.88682018618324354,1810,{"$f":"IF($N1794<0.2*(1000/'Scenario Setup'!$E$159-10),0,($N1794-0.2*(1000/'Scenario Setup'!$E$159-10))^2/($N1794+0.8*(1000/'Scenario Setup'!$E$159-10)))","v":{"$error":"#DIV/0!"}},{"$error":"#DIV/0!"},{"$error":"#DIV/0!"},{"$error":"#DIV/0!"},{"$error":"#DIV/0!"}]
[null,null,null,null,null,null,null,null,null,null,null,null,null,1.08,0.88731014208721215,1811,{"$f":"IF($N1795<0.2*(1000/'Scenario Setup'!$E$159-10),0,($N1795-0.2*(1000/'Scenario Setup'!$E$159-10))^2/($N1795+0.8*(1000/'Scenario Setup'!$E$159-10)))","v":{"$error":"#DIV/0!"}},{"$error":"#DIV/0!"},{"$error":"#DIV/0!"},{"$error":"#DIV/0!"},{"$error":"#DIV/0!"}]
[null,null,null,null,null,null,null,null,null,null,null,null,null,1.08,0.88780009799118076,1812,{"$f":"IF($N1796<0.2*(1000/'Scenario Setup'!$E$159-10),0,($N1796-0.2*(1000/'Scenario Setup'!$E$159-10))^2/($N1796+0.8*(1000/'Scenario Setup'!$E$159-10)))","v":{"$error":"#DIV/0!"}},{"$f":"Q1796/SUM(Q$4:Q$2025)","v":{"$error":"#DIV/0!"}},{"$error":"#DIV/0!"},{"$error":"#DIV/0!"},{"$error":"#DIV/0!"}]
[null,null,null,null,null,null,null,null,null,null,null,null,null,1.0900000000000001,{"$f":"P1797/2041","v":0.88829005389514948},1813,{"$f":"IF($N1797<0.2*(1000/'Scenario Setup'!$E$159-10),0,($N1797-0.2*(1000/'Scenario Setup'!$E$159-10))^2/($N1797+0.8*(1000/'Scenario Setup'!$E$159-10)))","v":{"$error":"#DIV/0!"}},{"$error":"#DIV/0!"},{"$f":"IF(Q1797>0,_xlfn.RANK.EQ(Q1797,$Q$4:$Q$2025,1),\"\")","v":{"$error":"#DIV/0!"}},{"$f":"IF(S1797=\"\",0,_xlfn.RANK.EQ(S1797,$S$4:$S$2025,1))","v":{"$error":"#DIV/0!"}},{"$f":"ROUND(T1797/COUNTIFS($Q$4:$Q$2025,\">0\"),2)","v":{"$error":"#DIV/0!"}}]
[null,null,null,null,null,null,null,null,null,null,null,null,null,1.0900000000000001,0.88878000979911809,1814,{"$f":"IF($N1798<0.2*(1000/'Scenario Setup'!$E$159-10),0,($N1798-0.2*(1000/'Scenario Setup'!$E$159-10))^2/($N1798+0.8*(1000/'Scenario Setup'!$E$159-10)))","v":{"$error":"#DIV/0!"}},{"$error":"#DIV/0!"},{"$error":"#DIV/0!"},{"$error":"#DIV/0!"},{"$error":"#DIV/0!"}]
[null,null,null,null,null,null,null,null,null,null,null,null,null,1.0900000000000001,0.8892699657030867,1815,{"$f":"IF($N1799<0.2*(1000/'Scenario Setup'!$E$159-10),0,($N1799-0.2*(1000/'Scenario Setup'!$E$159-10))^2/($N1799+0.8*(1000/'Scenario Setup'!$E$159-10)))","v":{"$error":"#DIV/0!"}},{"$error":"#DIV/0!"},{"$error":"#DIV/0!"},{"$error":"#DIV/0!"},{"$error":"#DIV/0!"}]
[null,null,null,null,null,null,null,null,null,null,null,null,null,1.0900000000000001,0.88975992160705542,1816,{"$f":"IF($N1800<0.2*(1000/'Scenario Setup'!$E$159-10),0,($N1800-0.2*(1000/'Scenario Setup'!$E$159-10))^2/($N1800+0.8*(1000/'Scenario Setup'!$E$159-10)))","v":{"$error":"#DIV/0!"}},{"$error":"#DIV/0!"},{"$error":"#DIV/0!"},{"$error":"#DIV/0!"},{"$error":"#DIV/0!"}]
[null,null,null,null,null,null,null,null,null,null,null,null,null,1.1000000000000001,0.89024987751102402,1817,{"$f":"IF($N1801<0.2*(1000/'Scenario Setup'!$E$159-10),0,($N1801-0.2*(1000/'Scenario Setup'!$E$159-10))^2/($N1801+0.8*(1000/'Scenario Setup'!$E$159-10)))","v":{"$error":"#DIV/0!"}},{"$error":"#DIV/0!"},{"$error":"#DIV/0!"},{"$error":"#DIV/0!"},{"$error":"#DIV/0!"}]
[null,null,null,null,null,null,null,null,null,null,null,null,null,1.1000000000000001,0.89073983341499263,1818,{"$f":"IF($N1802<0.2*(1000/'Scenario Setup'!$E$159-10),0,($N1802-0.2*(1000/'Scenario Setup'!$E$159-10))^2/($N1802+0.8*(1000/'Scenario Setup'!$E$159-10)))","v":{"$error":"#DIV/0!"}},{"$error":"#DIV/0!"},{"$error":"#DIV/0!"},{"$error":"#DIV/0!"},{"$error":"#DIV/0!"}]
[null,null,null,null,null,null,null,null,null,null,null,null,null,1.1000000000000001,0.89122978931896124,1819,{"$f":"IF($N1803<0.2*(1000/'Scenario Setup'!$E$159-10),0,($N1803-0.2*(1000/'Scenario Setup'!$E$159-10))^2/($N1803+0.8*(1000/'Scenario Setup'!$E$159-10)))","v":{"$error":"#DIV/0!"}},{"$error":"#DIV/0!"},{"$error":"#DIV/0!"},{"$error":"#DIV/0!"},{"$error":"#DIV/0!"}]
[null,null,null,null,null,null,null,null,null,null,null,null,null,1.1100000000000001,0.89171974522292996,1820,{"$f":"IF($N1804<0.2*(1000/'Scenario Setup'!$E$159-10),0,($N1804-0.2*(1000/'Scenario Setup'!$E$159-10))^2/($N1804+0.8*(1000/'Scenario Setup'!$E$159-10)))","v":{"$error":"#DIV/0!"}},{"$error":"#DIV/0!"},{"$error":"#DIV/0!"},{"$error":"#DIV/0!"},{"$error":"#DIV/0!"}]
[null,null,null,null,null,null,null,null,null,null,null,null,null,1.1100000000000001,0.89220970112689857,1821,{"$f":"IF($N1805<0.2*(1000/'Scenario Setup'!$E$159-10),0,($N1805-0.2*(1000/'Scenario Setup'!$E$159-10))^2/($N1805+0.8*(1000/'Scenario Setup'!$E$159-10)))","v":{"$error":"#DIV/0!"}},{"$error":"#DIV/0!"},{"$error":"#DIV/0!"},{"$error":"#DIV/0!"},{"$error":"#DIV/0!"}]
[null,null,null,null,null,null,null,null,null,null,null,null,null,1.1200000000000001,0.89269965703086718,1822,{"$f":"IF($N1806<0.2*(1000/'Scenario Setup'!$E$159-10),0,($N1806-0.2*(1000/'Scenario Setup'!$E$159-10))^2/($N1806+0.8*(1000/'Scenario Setup'!$E$159-10)))","v":{"$error":"#DIV/0!"}},{"$error":"#DIV/0!"},{"$error":"#DIV/0!"},{"$error":"#DIV/0!"},{"$error":"#DIV/0!"}]
[null,null,null,null,null,null,null,null,null,null,null,null,null,1.1200000000000001,0.8931896129348359,1823,{"$f":"IF($N1807<0.2*(1000/'Scenario Setup'!$E$159-10),0,($N1807-0.2*(1000/'Scenario Setup'!$E$159-10))^2/($N1807+0.8*(1000/'Scenario Setup'!$E$159-10)))","v":{"$error":"#DIV/0!"}},{"$error":"#DIV/0!"},{"$error":"#DIV/0!"},{"$error":"#DIV/0!"},{"$error":"#DIV/0!"}]
[null,null,null,null,null,null,null,null,null,null,null,null,null,1.1200000000000001,0.89367956883880451,1824,{"$f":"IF($N1808<0.2*(1000/'Scenario Setup'!$E$159-10),0,($N1808-0.2*(1000/'Scenario Setup'!$E$159-10))^2/($N1808+0.8*(1000/'Scenario Setup'!$E$159-10)))","v":{"$error":"#DIV/0!"}},{"$error":"#DIV/0!"},{"$error":"#DIV/0!"},{"$error":"#DIV/0!"},{"$error":"#DIV/0!"}]
[null,null,null,null,null,null,null,null,null,null,null,null,null,1.1200000000000001,0.89416952474277311,1825,{"$f":"IF($N1809<0.2*(1000/'Scenario Setup'!$E$159-10),0,($N1809-0.2*(1000/'Scenario Setup'!$E$159-10))^2/($N1809+0.8*(1000/'Scenario Setup'!$E$159-10)))","v":{"$error":"#DIV/0!"}},{"$error":"#DIV/0!"},{"$error":"#DIV/0!"},{"$error":"#DIV/0!"},{"$error":"#DIV/0!"}]
[null,null,null,null,null,null,null,null,null,null,null,null,null,1.1200000000000001,0.89465948064674183,1826,{"$f":"IF($N1810<0.2*(1000/'Scenario Setup'!$E$159-10),0,($N1810-0.2*(1000/'Scenario Setup'!$E$159-10))^2/($N1810+0.8*(1000/'Scenario Setup'!$E$159-10)))","v":{"$error":"#DIV/0!"}},{"$error":"#DIV/0!"},{"$error":"#DIV/0!"},{"$error":"#DIV/0!"},{"$error":"#DIV/0!"}]
[null,null,null,null,null,null,null,null,null,null,null,null,null,1.1299999999999999,0.89514943655071044,1827,{"$f":"IF($N1811<0.2*(1000/'Scenario Setup'!$E$159-10),0,($N1811-0.2*(1000/'Scenario Setup'!$E$159-10))^2/($N1811+0.8*(1000/'Scenario Setup'!$E$159-10)))","v":{"$error":"#DIV/0!"}},{"$error":"#DIV/0!"},{"$error":"#DIV/0!"},{"$error":"#DIV/0!"},{"$error":"#DIV/0!"}]
[null,null,null,null,null,null,null,null,null,null,null,null,null,1.1299999999999999,0.89563939245467905,1828,{"$f":"IF($N1812<0.2*(1000/'Scenario Setup'!$E$159-10),0,($N1812-0.2*(1000/'Scenario Setup'!$E$159-10))^2/($N1812+0.8*(1000/'Scenario Setup'!$E$159-10)))","v":{"$error":"#DIV/0!"}},{"$error":"#DIV/0!"},{"$error":"#DIV/0!"},{"$error":"#DIV/0!"},{"$error":"#DIV/0!"}]
[null,null,null,null,null,null,null,null,null,null,null,null,null,1.1299999999999999,0.89612934835864777,1829,{"$f":"IF($N1813<0.2*(1000/'Scenario Setup'!$E$159-10),0,($N1813-0.2*(1000/'Scenario Setup'!$E$159-10))^2/($N1813+0.8*(1000/'Scenario Setup'!$E$159-10)))","v":{"$error":"#DIV/0!"}},{"$error":"#DIV/0!"},{"$error":"#DIV/0!"},{"$error":"#DIV/0!"},{"$error":"#DIV/0!"}]
[null,null,null,null,null,null,null,null,null,null,null,null,null,1.1299999999999999,0.89661930426261638,1830,{"$f":"IF($N1814<0.2*(1000/'Scenario Setup'!$E$159-10),0,($N1814-0.2*(1000/'Scenario Setup'!$E$159-10))^2/($N1814+0.8*(1000/'Scenario Setup'!$E$159-10)))","v":{"$error":"#DIV/0!"}},{"$error":"#DIV/0!"},{"$error":"#DIV/0!"},{"$error":"#DIV/0!"},{"$error":"#DIV/0!"}]
[null,null,null,null,null,null,null,null,null,null,null,null,null,1.1299999999999999,0.89710926016658499,1831,{"$f":"IF($N1815<0.2*(1000/'Scenario Setup'!$E$159-10),0,($N1815-0.2*(1000/'Scenario Setup'!$E$159-10))^2/($N1815+0.8*(1000/'Scenario Setup'!$E$159-10)))","v":{"$error":"#DIV/0!"}},{"$error":"#DIV/0!"},{"$error":"#DIV/0!"},{"$error":"#DIV/0!"},{"$error":"#DIV/0!"}]
[null,null,null,null,null,null,null,null,null,null,null,null,null,1.1299999999999999,0.8975992160705536,1832,{"$f":"IF($N1816<0.2*(1000/'Scenario Setup'!$E$159-10),0,($N1816-0.2*(1000/'Scenario Setup'!$E$159-10))^2/($N1816+0.8*(1000/'Scenario Setup'!$E$159-10)))","v":{"$error":"#DIV/0!"}},{"$error":"#DIV/0!"},{"$error":"#DIV/0!"},{"$error":"#DIV/0!"},{"$error":"#DIV/0!"}]
[null,null,null,null,null,null,null,null,null,null,null,null,null,1.1299999999999999,0.89808917197452232,1833,{"$f":"IF($N1817<0.2*(1000/'Scenario Setup'!$E$159-10),0,($N1817-0.2*(1000/'Scenario Setup'!$E$159-10))^2/($N1817+0.8*(1000/'Scenario Setup'!$E$159-10)))","v":{"$error":"#DIV/0!"}},{"$error":"#DIV/0!"},{"$error":"#DIV/0!"},{"$error":"#DIV/0!"},{"$error":"#DIV/0!"}]
[null,null,null,null,null,null,null,null,null,null,null,null,null,1.1299999999999999,0.89857912787849092,1834,{"$f":"IF($N1818<0.2*(1000/'Scenario Setup'!$E$159-10),0,($N1818-0.2*(1000/'Scenario Setup'!$E$159-10))^2/($N1818+0.8*(1000/'Scenario Setup'!$E$159-10)))","v":{"$error":"#DIV/0!"}},{"$error":"#DIV/0!"},{"$error":"#DIV/0!"},{"$error":"#DIV/0!"},{"$error":"#DIV/0!"}]
[null,null,null,null,null,null,null,null,null,null,null,null,null,1.1399999999999999,0.89906908378245953,1835,{"$f":"IF($N1819<0.2*(1000/'Scenario Setup'!$E$159-10),0,($N1819-0.2*(1000/'Scenario Setup'!$E$159-10))^2/($N1819+0.8*(1000/'Scenario Setup'!$E$159-10)))","v":{"$error":"#DIV/0!"}},{"$error":"#DIV/0!"},{"$error":"#DIV/0!"},{"$error":"#DIV/0!"},{"$error":"#DIV/0!"}]
[null,null,null,null,null,null,null,null,null,null,null,null,null,1.1399999999999999,0.89955903968642825,1836,{"$f":"IF($N1820<0.2*(1000/'Scenario Setup'!$E$159-10),0,($N1820-0.2*(1000/'Scenario Setup'!$E$159-10))^2/($N1820+0.8*(1000/'Scenario Setup'!$E$159-10)))","v":{"$error":"#DIV/0!"}},{"$error":"#DIV/0!"},{"$error":"#DIV/0!"},{"$error":"#DIV/0!"},{"$error":"#DIV/0!"}]
[null,null,null,null,null,null,null,null,null,null,null,null,null,1.1399999999999999,0.90004899559039686,1837,{"$f":"IF($N1821<0.2*(1000/'Scenario Setup'!$E$159-10),0,($N1821-0.2*(1000/'Scenario Setup'!$E$159-10))^2/($N1821+0.8*(1000/'Scenario Setup'!$E$159-10)))","v":{"$error":"#DIV/0!"}},{"$error":"#DIV/0!"},{"$error":"#DIV/0!"},{"$error":"#DIV/0!"},{"$error":"#DIV/0!"}]
[null,null,null,null,null,null,null,null,null,null,null,null,null,1.1399999999999999,0.90053895149436547,1838,{"$f":"IF($N1822<0.2*(1000/'Scenario Setup'!$E$159-10),0,($N1822-0.2*(1000/'Scenario Setup'!$E$159-10))^2/($N1822+0.8*(1000/'Scenario Setup'!$E$159-10)))","v":{"$error":"#DIV/0!"}},{"$error":"#DIV/0!"},{"$error":"#DIV/0!"},{"$error":"#DIV/0!"},{"$error":"#DIV/0!"}]
[null,null,null,null,null,null,null,null,null,null,null,null,null,1.1499999999999999,0.90102890739833419,1839,{"$f":"IF($N1823<0.2*(1000/'Scenario Setup'!$E$159-10),0,($N1823-0.2*(1000/'Scenario Setup'!$E$159-10))^2/($N1823+0.8*(1000/'Scenario Setup'!$E$159-10)))","v":{"$error":"#DIV/0!"}},{"$error":"#DIV/0!"},{"$error":"#DIV/0!"},{"$error":"#DIV/0!"},{"$error":"#DIV/0!"}]
[null,null,null,null,null,null,null,null,null,null,null,null,null,1.1499999999999999,0.9015188633023028,1840,{"$f":"IF($N1824<0.2*(1000/'Scenario Setup'!$E$159-10),0,($N1824-0.2*(1000/'Scenario Setup'!$E$159-10))^2/($N1824+0.8*(1000/'Scenario Setup'!$E$159-10)))","v":{"$error":"#DIV/0!"}},{"$error":"#DIV/0!"},{"$error":"#DIV/0!"},{"$error":"#DIV/0!"},{"$error":"#DIV/0!"}]
[null,null,null,null,null,null,null,null,null,null,null,null,null,1.1499999999999999,0.90200881920627141,1841,{"$f":"IF($N1825<0.2*(1000/'Scenario Setup'!$E$159-10),0,($N1825-0.2*(1000/'Scenario Setup'!$E$159-10))^2/($N1825+0.8*(1000/'Scenario Setup'!$E$159-10)))","v":{"$error":"#DIV/0!"}},{"$error":"#DIV/0!"},{"$error":"#DIV/0!"},{"$error":"#DIV/0!"},{"$error":"#DIV/0!"}]
[null,null,null,null,null,null,null,null,null,null,null,null,null,1.1499999999999999,0.90249877511024013,1842,{"$f":"IF($N1826<0.2*(1000/'Scenario Setup'!$E$159-10),0,($N1826-0.2*(1000/'Scenario Setup'!$E$159-10))^2/($N1826+0.8*(1000/'Scenario Setup'!$E$159-10)))","v":{"$error":"#DIV/0!"}},{"$error":"#DIV/0!"},{"$error":"#DIV/0!"},{"$error":"#DIV/0!"},{"$error":"#DIV/0!"}]
[null,null,null,null,null,null,null,null,null,null,null,null,null,1.1499999999999999,0.90298873101420873,1843,{"$f":"IF($N1827<0.2*(1000/'Scenario Setup'!$E$159-10),0,($N1827-0.2*(1000/'Scenario Setup'!$E$159-10))^2/($N1827+0.8*(1000/'Scenario Setup'!$E$159-10)))","v":{"$error":"#DIV/0!"}},{"$error":"#DIV/0!"},{"$error":"#DIV/0!"},{"$error":"#DIV/0!"},{"$error":"#DIV/0!"}]
[null,null,null,null,null,null,null,null,null,null,null,null,null,1.1499999999999999,0.90347868691817734,1844,{"$f":"IF($N1828<0.2*(1000/'Scenario Setup'!$E$159-10),0,($N1828-0.2*(1000/'Scenario Setup'!$E$159-10))^2/($N1828+0.8*(1000/'Scenario Setup'!$E$159-10)))","v":{"$error":"#DIV/0!"}},{"$error":"#DIV/0!"},{"$error":"#DIV/0!"},{"$error":"#DIV/0!"},{"$error":"#DIV/0!"}]
[null,null,null,null,null,null,null,null,null,null,null,null,null,1.1599999999999999,0.90396864282214606,1845,{"$f":"IF($N1829<0.2*(1000/'Scenario Setup'!$E$159-10),0,($N1829-0.2*(1000/'Scenario Setup'!$E$159-10))^2/($N1829+0.8*(1000/'Scenario Setup'!$E$159-10)))","v":{"$error":"#DIV/0!"}},{"$error":"#DIV/0!"},{"$error":"#DIV/0!"},{"$error":"#DIV/0!"},{"$error":"#DIV/0!"}]
[null,null,null,null,null,null,null,null,null,null,null,null,null,1.1599999999999999,0.90445859872611467,1846,{"$f":"IF($N1830<0.2*(1000/'Scenario Setup'!$E$159-10),0,($N1830-0.2*(1000/'Scenario Setup'!$E$159-10))^2/($N1830+0.8*(1000/'Scenario Setup'!$E$159-10)))","v":{"$error":"#DIV/0!"}},{"$error":"#DIV/0!"},{"$error":"#DIV/0!"},{"$error":"#DIV/0!"},{"$error":"#DIV/0!"}]
[null,null,null,null,null,null,null,null,null,null,null,null,null,1.1599999999999999,0.90494855463008328,1847,{"$f":"IF($N1831<0.2*(1000/'Scenario Setup'!$E$159-10),0,($N1831-0.2*(1000/'Scenario Setup'!$E$159-10))^2/($N1831+0.8*(1000/'Scenario Setup'!$E$159-10)))","v":{"$error":"#DIV/0!"}},{"$error":"#DIV/0!"},{"$error":"#DIV/0!"},{"$error":"#DIV/0!"},{"$error":"#DIV/0!"}]
[null,null,null,null,null,null,null,null,null,null,null,null,null,1.1599999999999999,0.90543851053405189,1848,{"$f":"IF($N1832<0.2*(1000/'Scenario Setup'!$E$159-10),0,($N1832-0.2*(1000/'Scenario Setup'!$E$159-10))^2/($N1832+0.8*(1000/'Scenario Setup'!$E$159-10)))","v":{"$error":"#DIV/0!"}},{"$error":"#DIV/0!"},{"$error":"#DIV/0!"},{"$error":"#DIV/0!"},{"$error":"#DIV/0!"}]
[null,null,null,null,null,null,null,null,null,null,null,null,null,1.1599999999999999,0.90592846643802061,1849,{"$f":"IF($N1833<0.2*(1000/'Scenario Setup'!$E$159-10),0,($N1833-0.2*(1000/'Scenario Setup'!$E$159-10))^2/($N1833+0.8*(1000/'Scenario Setup'!$E$159-10)))","v":{"$error":"#DIV/0!"}},{"$error":"#DIV/0!"},{"$error":"#DIV/0!"},{"$error":"#DIV/0!"},{"$error":"#DIV/0!"}]
[null,null,null,null,null,null,null,null,null,null,null,null,null,1.17,0.90641842234198922,1850,{"$f":"IF($N1834<0.2*(1000/'Scenario Setup'!$E$159-10),0,($N1834-0.2*(1000/'Scenario Setup'!$E$159-10))^2/($N1834+0.8*(1000/'Scenario Setup'!$E$159-10)))","v":{"$error":"#DIV/0!"}},{"$error":"#DIV/0!"},{"$error":"#DIV/0!"},{"$error":"#DIV/0!"},{"$error":"#DIV/0!"}]
[null,null,null,null,null,null,null,null,null,null,null,null,null,1.17,0.90690837824595782,1851,{"$f":"IF($N1835<0.2*(1000/'Scenario Setup'!$E$159-10),0,($N1835-0.2*(1000/'Scenario Setup'!$E$159-10))^2/($N1835+0.8*(1000/'Scenario Setup'!$E$159-10)))","v":{"$error":"#DIV/0!"}},{"$error":"#DIV/0!"},{"$error":"#DIV/0!"},{"$error":"#DIV/0!"},{"$error":"#DIV/0!"}]
[null,null,null,null,null,null,null,null,null,null,null,null,null,1.17,0.90739833414992654,1852,{"$f":"IF($N1836<0.2*(1000/'Scenario Setup'!$E$159-10),0,($N1836-0.2*(1000/'Scenario Setup'!$E$159-10))^2/($N1836+0.8*(1000/'Scenario Setup'!$E$159-10)))","v":{"$error":"#DIV/0!"}},{"$error":"#DIV/0!"},{"$error":"#DIV/0!"},{"$error":"#DIV/0!"},{"$error":"#DIV/0!"}]
[null,null,null,null,null,null,null,null,null,null,null,null,null,1.17,0.90788829005389515,1853,{"$f":"IF($N1837<0.2*(1000/'Scenario Setup'!$E$159-10),0,($N1837-0.2*(1000/'Scenario Setup'!$E$159-10))^2/($N1837+0.8*(1000/'Scenario Setup'!$E$159-10)))","v":{"$error":"#DIV/0!"}},{"$error":"#DIV/0!"},{"$error":"#DIV/0!"},{"$error":"#DIV/0!"},{"$error":"#DIV/0!"}]
[null,null,null,null,null,null,null,null,null,null,null,null,null,1.17,0.90837824595786376,1854,{"$f":"IF($N1838<0.2*(1000/'Scenario Setup'!$E$159-10),0,($N1838-0.2*(1000/'Scenario Setup'!$E$159-10))^2/($N1838+0.8*(1000/'Scenario Setup'!$E$159-10)))","v":{"$error":"#DIV/0!"}},{"$error":"#DIV/0!"},{"$error":"#DIV/0!"},{"$error":"#DIV/0!"},{"$error":"#DIV/0!"}]
[null,null,null,null,null,null,null,null,null,null,null,null,null,1.18,0.90886820186183248,1855,{"$f":"IF($N1839<0.2*(1000/'Scenario Setup'!$E$159-10),0,($N1839-0.2*(1000/'Scenario Setup'!$E$159-10))^2/($N1839+0.8*(1000/'Scenario Setup'!$E$159-10)))","v":{"$error":"#DIV/0!"}},{"$error":"#DIV/0!"},{"$error":"#DIV/0!"},{"$error":"#DIV/0!"},{"$error":"#DIV/0!"}]
[null,null,null,null,null,null,null,null,null,null,null,null,null,1.18,0.90935815776580109,1856,{"$f":"IF($N1840<0.2*(1000/'Scenario Setup'!$E$159-10),0,($N1840-0.2*(1000/'Scenario Setup'!$E$159-10))^2/($N1840+0.8*(1000/'Scenario Setup'!$E$159-10)))","v":{"$error":"#DIV/0!"}},{"$error":"#DIV/0!"},{"$error":"#DIV/0!"},{"$error":"#DIV/0!"},{"$error":"#DIV/0!"}]
[null,null,null,null,null,null,null,null,null,null,null,null,null,1.18,0.9098481136697697,1857,{"$f":"IF($N1841<0.2*(1000/'Scenario Setup'!$E$159-10),0,($N1841-0.2*(1000/'Scenario Setup'!$E$159-10))^2/($N1841+0.8*(1000/'Scenario Setup'!$E$159-10)))","v":{"$error":"#DIV/0!"}},{"$error":"#DIV/0!"},{"$error":"#DIV/0!"},{"$error":"#DIV/0!"},{"$error":"#DIV/0!"}]
[null,null,null,null,null,null,null,null,null,null,null,null,null,1.18,0.91033806957373842,1858,{"$f":"IF($N1842<0.2*(1000/'Scenario Setup'!$E$159-10),0,($N1842-0.2*(1000/'Scenario Setup'!$E$159-10))^2/($N1842+0.8*(1000/'Scenario Setup'!$E$159-10)))","v":{"$error":"#DIV/0!"}},{"$error":"#DIV/0!"},{"$error":"#DIV/0!"},{"$error":"#DIV/0!"},{"$error":"#DIV/0!"}]
[null,null,null,null,null,null,null,null,null,null,null,null,null,1.18,0.91082802547770703,1859,{"$f":"IF($N1843<0.2*(1000/'Scenario Setup'!$E$159-10),0,($N1843-0.2*(1000/'Scenario Setup'!$E$159-10))^2/($N1843+0.8*(1000/'Scenario Setup'!$E$159-10)))","v":{"$error":"#DIV/0!"}},{"$error":"#DIV/0!"},{"$error":"#DIV/0!"},{"$error":"#DIV/0!"},{"$error":"#DIV/0!"}]
[null,null,null,null,null,null,null,null,null,null,null,null,null,1.19,0.91131798138167563,1860,{"$f":"IF($N1844<0.2*(1000/'Scenario Setup'!$E$159-10),0,($N1844-0.2*(1000/'Scenario Setup'!$E$159-10))^2/($N1844+0.8*(1000/'Scenario Setup'!$E$159-10)))","v":{"$error":"#DIV/0!"}},{"$error":"#DIV/0!"},{"$error":"#DIV/0!"},{"$error":"#DIV/0!"},{"$error":"#DIV/0!"}]
[null,null,null,null,null,null,null,null,null,null,null,null,null,1.19,0.91180793728564424,1861,{"$f":"IF($N1845<0.2*(1000/'Scenario Setup'!$E$159-10),0,($N1845-0.2*(1000/'Scenario Setup'!$E$159-10))^2/($N1845+0.8*(1000/'Scenario Setup'!$E$159-10)))","v":{"$error":"#DIV/0!"}},{"$error":"#DIV/0!"},{"$error":"#DIV/0!"},{"$error":"#DIV/0!"},{"$error":"#DIV/0!"}]
[null,null,null,null,null,null,null,null,null,null,null,null,null,1.19,0.91229789318961296,1862,{"$f":"IF($N1846<0.2*(1000/'Scenario Setup'!$E$159-10),0,($N1846-0.2*(1000/'Scenario Setup'!$E$159-10))^2/($N1846+0.8*(1000/'Scenario Setup'!$E$159-10)))","v":{"$error":"#DIV/0!"}},{"$error":"#DIV/0!"},{"$error":"#DIV/0!"},{"$error":"#DIV/0!"},{"$error":"#DIV/0!"}]
[null,null,null,null,null,null,null,null,null,null,null,null,null,1.19,0.91278784909358157,1863,{"$f":"IF($N1847<0.2*(1000/'Scenario Setup'!$E$159-10),0,($N1847-0.2*(1000/'Scenario Setup'!$E$159-10))^2/($N1847+0.8*(1000/'Scenario Setup'!$E$159-10)))","v":{"$error":"#DIV/0!"}},{"$error":"#DIV/0!"},{"$error":"#DIV/0!"},{"$error":"#DIV/0!"},{"$error":"#DIV/0!"}]
[null,null,null,null,null,null,null,null,null,null,null,null,null,1.19,0.91327780499755018,1864,{"$f":"IF($N1848<0.2*(1000/'Scenario Setup'!$E$159-10),0,($N1848-0.2*(1000/'Scenario Setup'!$E$159-10))^2/($N1848+0.8*(1000/'Scenario Setup'!$E$159-10)))","v":{"$error":"#DIV/0!"}},{"$error":"#DIV/0!"},{"$error":"#DIV/0!"},{"$error":"#DIV/0!"},{"$error":"#DIV/0!"}]
[null,null,null,null,null,null,null,null,null,null,null,null,null,1.2,0.9137677609015189,1865,{"$f":"IF($N1849<0.2*(1000/'Scenario Setup'!$E$159-10),0,($N1849-0.2*(1000/'Scenario Setup'!$E$159-10))^2/($N1849+0.8*(1000/'Scenario Setup'!$E$159-10)))","v":{"$error":"#DIV/0!"}},{"$error":"#DIV/0!"},{"$error":"#DIV/0!"},{"$error":"#DIV/0!"},{"$error":"#DIV/0!"}]
[null,null,null,null,null,null,null,null,null,null,null,null,null,1.21,0.91425771680548751,1866,{"$f":"IF($N1850<0.2*(1000/'Scenario Setup'!$E$159-10),0,($N1850-0.2*(1000/'Scenario Setup'!$E$159-10))^2/($N1850+0.8*(1000/'Scenario Setup'!$E$159-10)))","v":{"$error":"#DIV/0!"}},{"$error":"#DIV/0!"},{"$error":"#DIV/0!"},{"$error":"#DIV/0!"},{"$error":"#DIV/0!"}]
[null,null,null,null,null,null,null,null,null,null,null,null,null,1.21,0.91474767270945612,1867,{"$f":"IF($N1851<0.2*(1000/'Scenario Setup'!$E$159-10),0,($N1851-0.2*(1000/'Scenario Setup'!$E$159-10))^2/($N1851+0.8*(1000/'Scenario Setup'!$E$159-10)))","v":{"$error":"#DIV/0!"}},{"$error":"#DIV/0!"},{"$error":"#DIV/0!"},{"$error":"#DIV/0!"},{"$error":"#DIV/0!"}]
[null,null,null,null,null,null,null,null,null,null,null,null,null,1.21,0.91523762861342484,1868,{"$f":"IF($N1852<0.2*(1000/'Scenario Setup'!$E$159-10),0,($N1852-0.2*(1000/'Scenario Setup'!$E$159-10))^2/($N1852+0.8*(1000/'Scenario Setup'!$E$159-10)))","v":{"$error":"#DIV/0!"}},{"$error":"#DIV/0!"},{"$error":"#DIV/0!"},{"$error":"#DIV/0!"},{"$error":"#DIV/0!"}]
[null,null,null,null,null,null,null,null,null,null,null,null,null,1.21,0.91572758451739344,1869,{"$f":"IF($N1853<0.2*(1000/'Scenario Setup'!$E$159-10),0,($N1853-0.2*(1000/'Scenario Setup'!$E$159-10))^2/($N1853+0.8*(1000/'Scenario Setup'!$E$159-10)))","v":{"$error":"#DIV/0!"}},{"$error":"#DIV/0!"},{"$error":"#DIV/0!"},{"$error":"#DIV/0!"},{"$error":"#DIV/0!"}]
[null,null,null,null,null,null,null,null,null,null,null,null,null,1.22,0.91621754042136205,1870,{"$f":"IF($N1854<0.2*(1000/'Scenario Setup'!$E$159-10),0,($N1854-0.2*(1000/'Scenario Setup'!$E$159-10))^2/($N1854+0.8*(1000/'Scenario Setup'!$E$159-10)))","v":{"$error":"#DIV/0!"}},{"$error":"#DIV/0!"},{"$error":"#DIV/0!"},{"$error":"#DIV/0!"},{"$error":"#DIV/0!"}]
[null,null,null,null,null,null,null,null,null,null,null,null,null,1.22,0.91670749632533077,1871,{"$f":"IF($N1855<0.2*(1000/'Scenario Setup'!$E$159-10),0,($N1855-0.2*(1000/'Scenario Setup'!$E$159-10))^2/($N1855+0.8*(1000/'Scenario Setup'!$E$159-10)))","v":{"$error":"#DIV/0!"}},{"$error":"#DIV/0!"},{"$error":"#DIV/0!"},{"$error":"#DIV/0!"},{"$error":"#DIV/0!"}]
[null,null,null,null,null,null,null,null,null,null,null,null,null,1.22,0.91719745222929938,1872,{"$f":"IF($N1856<0.2*(1000/'Scenario Setup'!$E$159-10),0,($N1856-0.2*(1000/'Scenario Setup'!$E$159-10))^2/($N1856+0.8*(1000/'Scenario Setup'!$E$159-10)))","v":{"$error":"#DIV/0!"}},{"$error":"#DIV/0!"},{"$error":"#DIV/0!"},{"$error":"#DIV/0!"},{"$error":"#DIV/0!"}]
[null,null,null,null,null,null,null,null,null,null,null,null,null,1.22,0.91768740813326799,1873,{"$f":"IF($N1857<0.2*(1000/'Scenario Setup'!$E$159-10),0,($N1857-0.2*(1000/'Scenario Setup'!$E$159-10))^2/($N1857+0.8*(1000/'Scenario Setup'!$E$159-10)))","v":{"$error":"#DIV/0!"}},{"$error":"#DIV/0!"},{"$error":"#DIV/0!"},{"$error":"#DIV/0!"},{"$error":"#DIV/0!"}]
[null,null,null,null,null,null,null,null,null,null,null,null,null,1.22,0.9181773640372366,1874,{"$f":"IF($N1858<0.2*(1000/'Scenario Setup'!$E$159-10),0,($N1858-0.2*(1000/'Scenario Setup'!$E$159-10))^2/($N1858+0.8*(1000/'Scenario Setup'!$E$159-10)))","v":{"$error":"#DIV/0!"}},{"$error":"#DIV/0!"},{"$error":"#DIV/0!"},{"$error":"#DIV/0!"},{"$error":"#DIV/0!"}]
[null,null,null,null,null,null,null,null,null,null,null,null,null,1.23,0.91866731994120532,1875,{"$f":"IF($N1859<0.2*(1000/'Scenario Setup'!$E$159-10),0,($N1859-0.2*(1000/'Scenario Setup'!$E$159-10))^2/($N1859+0.8*(1000/'Scenario Setup'!$E$159-10)))","v":{"$error":"#DIV/0!"}},{"$error":"#DIV/0!"},{"$error":"#DIV/0!"},{"$error":"#DIV/0!"},{"$error":"#DIV/0!"}]
[null,null,null,null,null,null,null,null,null,null,null,null,null,1.23,0.91915727584517393,1876,{"$f":"IF($N1860<0.2*(1000/'Scenario Setup'!$E$159-10),0,($N1860-0.2*(1000/'Scenario Setup'!$E$159-10))^2/($N1860+0.8*(1000/'Scenario Setup'!$E$159-10)))","v":{"$error":"#DIV/0!"}},{"$f":"Q1860/SUM(Q$4:Q$2025)","v":{"$error":"#DIV/0!"}},{"$error":"#DIV/0!"},{"$error":"#DIV/0!"},{"$error":"#DIV/0!"}]
[null,null,null,null,null,null,null,null,null,null,null,null,null,1.23,{"$f":"P1861/2041","v":0.91964723174914254},1877,{"$f":"IF($N1861<0.2*(1000/'Scenario Setup'!$E$159-10),0,($N1861-0.2*(1000/'Scenario Setup'!$E$159-10))^2/($N1861+0.8*(1000/'Scenario Setup'!$E$159-10)))","v":{"$error":"#DIV/0!"}},{"$error":"#DIV/0!"},{"$f":"IF(Q1861>0,_xlfn.RANK.EQ(Q1861,$Q$4:$Q$2025,1),\"\")","v":{"$error":"#DIV/0!"}},{"$f":"IF(S1861=\"\",0,_xlfn.RANK.EQ(S1861,$S$4:$S$2025,1))","v":{"$error":"#DIV/0!"}},{"$f":"ROUND(T1861/COUNTIFS($Q$4:$Q$2025,\">0\"),2)","v":{"$error":"#DIV/0!"}}]
[null,null,null,null,null,null,null,null,null,null,null,null,null,1.23,0.92013718765311125,1878,{"$f":"IF($N1862<0.2*(1000/'Scenario Setup'!$E$159-10),0,($N1862-0.2*(1000/'Scenario Setup'!$E$159-10))^2/($N1862+0.8*(1000/'Scenario Setup'!$E$159-10)))","v":{"$error":"#DIV/0!"}},{"$error":"#DIV/0!"},{"$error":"#DIV/0!"},{"$error":"#DIV/0!"},{"$error":"#DIV/0!"}]
[null,null,null,null,null,null,null,null,null,null,null,null,null,1.24,0.92062714355707986,1879,{"$f":"IF($N1863<0.2*(1000/'Scenario Setup'!$E$159-10),0,($N1863-0.2*(1000/'Scenario Setup'!$E$159-10))^2/($N1863+0.8*(1000/'Scenario Setup'!$E$159-10)))","v":{"$error":"#DIV/0!"}},{"$error":"#DIV/0!"},{"$error":"#DIV/0!"},{"$error":"#DIV/0!"},{"$error":"#DIV/0!"}]
[null,null,null,null,null,null,null,null,null,null,null,null,null,1.24,0.92111709946104847,1880,{"$f":"IF($N1864<0.2*(1000/'Scenario Setup'!$E$159-10),0,($N1864-0.2*(1000/'Scenario Setup'!$E$159-10))^2/($N1864+0.8*(1000/'Scenario Setup'!$E$159-10)))","v":{"$error":"#DIV/0!"}},{"$error":"#DIV/0!"},{"$error":"#DIV/0!"},{"$error":"#DIV/0!"},{"$error":"#DIV/0!"}]
[null,null,null,null,null,null,null,null,null,null,null,null,null,1.24,0.92160705536501719,1881,{"$f":"IF($N1865<0.2*(1000/'Scenario Setup'!$E$159-10),0,($N1865-0.2*(1000/'Scenario Setup'!$E$159-10))^2/($N1865+0.8*(1000/'Scenario Setup'!$E$159-10)))","v":{"$error":"#DIV/0!"}},{"$error":"#DIV/0!"},{"$error":"#DIV/0!"},{"$error":"#DIV/0!"},{"$error":"#DIV/0!"}]
[null,null,null,null,null,null,null,null,null,null,null,null,null,1.24,0.9220970112689858,1882,{"$f":"IF($N1866<0.2*(1000/'Scenario Setup'!$E$159-10),0,($N1866-0.2*(1000/'Scenario Setup'!$E$159-10))^2/($N1866+0.8*(1000/'Scenario Setup'!$E$159-10)))","v":{"$error":"#DIV/0!"}},{"$error":"#DIV/0!"},{"$error":"#DIV/0!"},{"$error":"#DIV/0!"},{"$error":"#DIV/0!"}]
[null,null,null,null,null,null,null,null,null,null,null,null,null,1.24,0.92258696717295441,1883,{"$f":"IF($N1867<0.2*(1000/'Scenario Setup'!$E$159-10),0,($N1867-0.2*(1000/'Scenario Setup'!$E$159-10))^2/($N1867+0.8*(1000/'Scenario Setup'!$E$159-10)))","v":{"$error":"#DIV/0!"}},{"$error":"#DIV/0!"},{"$error":"#DIV/0!"},{"$error":"#DIV/0!"},{"$error":"#DIV/0!"}]
[null,null,null,null,null,null,null,null,null,null,null,null,null,1.24,0.92307692307692313,1884,{"$f":"IF($N1868<0.2*(1000/'Scenario Setup'!$E$159-10),0,($N1868-0.2*(1000/'Scenario Setup'!$E$159-10))^2/($N1868+0.8*(1000/'Scenario Setup'!$E$159-10)))","v":{"$error":"#DIV/0!"}},{"$error":"#DIV/0!"},{"$error":"#DIV/0!"},{"$error":"#DIV/0!"},{"$error":"#DIV/0!"}]
[null,null,null,null,null,null,null,null,null,null,null,null,null,1.25,0.92356687898089174,1885,{"$f":"IF($N1869<0.2*(1000/'Scenario Setup'!$E$159-10),0,($N1869-0.2*(1000/'Scenario Setup'!$E$159-10))^2/($N1869+0.8*(1000/'Scenario Setup'!$E$159-10)))","v":{"$error":"#DIV/0!"}},{"$error":"#DIV/0!"},{"$error":"#DIV/0!"},{"$error":"#DIV/0!"},{"$error":"#DIV/0!"}]
[null,null,null,null,null,null,null,null,null,null,null,null,null,1.26,0.92405683488486035,1886,{"$f":"IF($N1870<0.2*(1000/'Scenario Setup'!$E$159-10),0,($N1870-0.2*(1000/'Scenario Setup'!$E$159-10))^2/($N1870+0.8*(1000/'Scenario Setup'!$E$159-10)))","v":{"$error":"#DIV/0!"}},{"$error":"#DIV/0!"},{"$error":"#DIV/0!"},{"$error":"#DIV/0!"},{"$error":"#DIV/0!"}]
[null,null,null,null,null,null,null,null,null,null,null,null,null,1.26,0.92454679078882895,1887,{"$f":"IF($N1871<0.2*(1000/'Scenario Setup'!$E$159-10),0,($N1871-0.2*(1000/'Scenario Setup'!$E$159-10))^2/($N1871+0.8*(1000/'Scenario Setup'!$E$159-10)))","v":{"$error":"#DIV/0!"}},{"$error":"#DIV/0!"},{"$error":"#DIV/0!"},{"$error":"#DIV/0!"},{"$error":"#DIV/0!"}]
[null,null,null,null,null,null,null,null,null,null,null,null,null,1.26,0.92503674669279767,1888,{"$f":"IF($N1872<0.2*(1000/'Scenario Setup'!$E$159-10),0,($N1872-0.2*(1000/'Scenario Setup'!$E$159-10))^2/($N1872+0.8*(1000/'Scenario Setup'!$E$159-10)))","v":{"$error":"#DIV/0!"}},{"$error":"#DIV/0!"},{"$error":"#DIV/0!"},{"$error":"#DIV/0!"},{"$error":"#DIV/0!"}]
[null,null,null,null,null,null,null,null,null,null,null,null,null,1.26,0.92552670259676628,1889,{"$f":"IF($N1873<0.2*(1000/'Scenario Setup'!$E$159-10),0,($N1873-0.2*(1000/'Scenario Setup'!$E$159-10))^2/($N1873+0.8*(1000/'Scenario Setup'!$E$159-10)))","v":{"$error":"#DIV/0!"}},{"$error":"#DIV/0!"},{"$error":"#DIV/0!"},{"$error":"#DIV/0!"},{"$error":"#DIV/0!"}]
[null,null,null,null,null,null,null,null,null,null,null,null,null,1.26,0.92601665850073489,1890,{"$f":"IF($N1874<0.2*(1000/'Scenario Setup'!$E$159-10),0,($N1874-0.2*(1000/'Scenario Setup'!$E$159-10))^2/($N1874+0.8*(1000/'Scenario Setup'!$E$159-10)))","v":{"$error":"#DIV/0!"}},{"$error":"#DIV/0!"},{"$error":"#DIV/0!"},{"$error":"#DIV/0!"},{"$error":"#DIV/0!"}]
[null,null,null,null,null,null,null,null,null,null,null,null,null,1.27,0.92650661440470361,1891,{"$f":"IF($N1875<0.2*(1000/'Scenario Setup'!$E$159-10),0,($N1875-0.2*(1000/'Scenario Setup'!$E$159-10))^2/($N1875+0.8*(1000/'Scenario Setup'!$E$159-10)))","v":{"$error":"#DIV/0!"}},{"$error":"#DIV/0!"},{"$error":"#DIV/0!"},{"$error":"#DIV/0!"},{"$error":"#DIV/0!"}]
[null,null,null,null,null,null,null,null,null,null,null,null,null,1.27,0.92699657030867222,1892,{"$f":"IF($N1876<0.2*(1000/'Scenario Setup'!$E$159-10),0,($N1876-0.2*(1000/'Scenario Setup'!$E$159-10))^2/($N1876+0.8*(1000/'Scenario Setup'!$E$159-10)))","v":{"$error":"#DIV/0!"}},{"$error":"#DIV/0!"},{"$error":"#DIV/0!"},{"$error":"#DIV/0!"},{"$error":"#DIV/0!"}]
[null,null,null,null,null,null,null,null,null,null,null,null,null,1.28,0.92748652621264083,1893,{"$f":"IF($N1877<0.2*(1000/'Scenario Setup'!$E$159-10),0,($N1877-0.2*(1000/'Scenario Setup'!$E$159-10))^2/($N1877+0.8*(1000/'Scenario Setup'!$E$159-10)))","v":{"$error":"#DIV/0!"}},{"$error":"#DIV/0!"},{"$error":"#DIV/0!"},{"$error":"#DIV/0!"},{"$error":"#DIV/0!"}]
[null,null,null,null,null,null,null,null,null,null,null,null,null,1.28,0.92797648211660955,1894,{"$f":"IF($N1878<0.2*(1000/'Scenario Setup'!$E$159-10),0,($N1878-0.2*(1000/'Scenario Setup'!$E$159-10))^2/($N1878+0.8*(1000/'Scenario Setup'!$E$159-10)))","v":{"$error":"#DIV/0!"}},{"$error":"#DIV/0!"},{"$error":"#DIV/0!"},{"$error":"#DIV/0!"},{"$error":"#DIV/0!"}]
[null,null,null,null,null,null,null,null,null,null,null,null,null,1.28,0.92846643802057816,1895,{"$f":"IF($N1879<0.2*(1000/'Scenario Setup'!$E$159-10),0,($N1879-0.2*(1000/'Scenario Setup'!$E$159-10))^2/($N1879+0.8*(1000/'Scenario Setup'!$E$159-10)))","v":{"$error":"#DIV/0!"}},{"$error":"#DIV/0!"},{"$error":"#DIV/0!"},{"$error":"#DIV/0!"},{"$error":"#DIV/0!"}]
[null,null,null,null,null,null,null,null,null,null,null,null,null,1.28,0.92895639392454676,1896,{"$f":"IF($N1880<0.2*(1000/'Scenario Setup'!$E$159-10),0,($N1880-0.2*(1000/'Scenario Setup'!$E$159-10))^2/($N1880+0.8*(1000/'Scenario Setup'!$E$159-10)))","v":{"$error":"#DIV/0!"}},{"$error":"#DIV/0!"},{"$error":"#DIV/0!"},{"$error":"#DIV/0!"},{"$error":"#DIV/0!"}]
[null,null,null,null,null,null,null,null,null,null,null,null,null,1.29,0.92944634982851548,1897,{"$f":"IF($N1881<0.2*(1000/'Scenario Setup'!$E$159-10),0,($N1881-0.2*(1000/'Scenario Setup'!$E$159-10))^2/($N1881+0.8*(1000/'Scenario Setup'!$E$159-10)))","v":{"$error":"#DIV/0!"}},{"$error":"#DIV/0!"},{"$error":"#DIV/0!"},{"$error":"#DIV/0!"},{"$error":"#DIV/0!"}]
[null,null,null,null,null,null,null,null,null,null,null,null,null,1.29,0.92993630573248409,1898,{"$f":"IF($N1882<0.2*(1000/'Scenario Setup'!$E$159-10),0,($N1882-0.2*(1000/'Scenario Setup'!$E$159-10))^2/($N1882+0.8*(1000/'Scenario Setup'!$E$159-10)))","v":{"$error":"#DIV/0!"}},{"$error":"#DIV/0!"},{"$error":"#DIV/0!"},{"$error":"#DIV/0!"},{"$error":"#DIV/0!"}]
[null,null,null,null,null,null,null,null,null,null,null,null,null,1.3,0.9304262616364527,1899,{"$f":"IF($N1883<0.2*(1000/'Scenario Setup'!$E$159-10),0,($N1883-0.2*(1000/'Scenario Setup'!$E$159-10))^2/($N1883+0.8*(1000/'Scenario Setup'!$E$159-10)))","v":{"$error":"#DIV/0!"}},{"$error":"#DIV/0!"},{"$error":"#DIV/0!"},{"$error":"#DIV/0!"},{"$error":"#DIV/0!"}]
[null,null,null,null,null,null,null,null,null,null,null,null,null,1.3,0.93091621754042131,1900,{"$f":"IF($N1884<0.2*(1000/'Scenario Setup'!$E$159-10),0,($N1884-0.2*(1000/'Scenario Setup'!$E$159-10))^2/($N1884+0.8*(1000/'Scenario Setup'!$E$159-10)))","v":{"$error":"#DIV/0!"}},{"$error":"#DIV/0!"},{"$error":"#DIV/0!"},{"$error":"#DIV/0!"},{"$error":"#DIV/0!"}]
[null,null,null,null,null,null,null,null,null,null,null,null,null,1.31,0.93140617344439003,1901,{"$f":"IF($N1885<0.2*(1000/'Scenario Setup'!$E$159-10),0,($N1885-0.2*(1000/'Scenario Setup'!$E$159-10))^2/($N1885+0.8*(1000/'Scenario Setup'!$E$159-10)))","v":{"$error":"#DIV/0!"}},{"$error":"#DIV/0!"},{"$error":"#DIV/0!"},{"$error":"#DIV/0!"},{"$error":"#DIV/0!"}]
[null,null,null,null,null,null,null,null,null,null,null,null,null,1.31,0.93189612934835864,1902,{"$f":"IF($N1886<0.2*(1000/'Scenario Setup'!$E$159-10),0,($N1886-0.2*(1000/'Scenario Setup'!$E$159-10))^2/($N1886+0.8*(1000/'Scenario Setup'!$E$159-10)))","v":{"$error":"#DIV/0!"}},{"$error":"#DIV/0!"},{"$error":"#DIV/0!"},{"$error":"#DIV/0!"},{"$error":"#DIV/0!"}]
[null,null,null,null,null,null,null,null,null,null,null,null,null,1.32,0.93238608525232725,1903,{"$f":"IF($N1887<0.2*(1000/'Scenario Setup'!$E$159-10),0,($N1887-0.2*(1000/'Scenario Setup'!$E$159-10))^2/($N1887+0.8*(1000/'Scenario Setup'!$E$159-10)))","v":{"$error":"#DIV/0!"}},{"$error":"#DIV/0!"},{"$error":"#DIV/0!"},{"$error":"#DIV/0!"},{"$error":"#DIV/0!"}]
[null,null,null,null,null,null,null,null,null,null,null,null,null,1.32,0.93287604115629597,1904,{"$f":"IF($N1888<0.2*(1000/'Scenario Setup'!$E$159-10),0,($N1888-0.2*(1000/'Scenario Setup'!$E$159-10))^2/($N1888+0.8*(1000/'Scenario Setup'!$E$159-10)))","v":{"$error":"#DIV/0!"}},{"$error":"#DIV/0!"},{"$error":"#DIV/0!"},{"$error":"#DIV/0!"},{"$error":"#DIV/0!"}]
[null,null,null,null,null,null,null,null,null,null,null,null,null,1.32,0.93336599706026457,1905,{"$f":"IF($N1889<0.2*(1000/'Scenario Setup'!$E$159-10),0,($N1889-0.2*(1000/'Scenario Setup'!$E$159-10))^2/($N1889+0.8*(1000/'Scenario Setup'!$E$159-10)))","v":{"$error":"#DIV/0!"}},{"$error":"#DIV/0!"},{"$error":"#DIV/0!"},{"$error":"#DIV/0!"},{"$error":"#DIV/0!"}]
[null,null,null,null,null,null,null,null,null,null,null,null,null,1.33,0.93385595296423318,1906,{"$f":"IF($N1890<0.2*(1000/'Scenario Setup'!$E$159-10),0,($N1890-0.2*(1000/'Scenario Setup'!$E$159-10))^2/($N1890+0.8*(1000/'Scenario Setup'!$E$159-10)))","v":{"$error":"#DIV/0!"}},{"$error":"#DIV/0!"},{"$error":"#DIV/0!"},{"$error":"#DIV/0!"},{"$error":"#DIV/0!"}]
[null,null,null,null,null,null,null,null,null,null,null,null,null,1.33,0.9343459088682019,1907,{"$f":"IF($N1891<0.2*(1000/'Scenario Setup'!$E$159-10),0,($N1891-0.2*(1000/'Scenario Setup'!$E$159-10))^2/($N1891+0.8*(1000/'Scenario Setup'!$E$159-10)))","v":{"$error":"#DIV/0!"}},{"$error":"#DIV/0!"},{"$error":"#DIV/0!"},{"$error":"#DIV/0!"},{"$error":"#DIV/0!"}]
[null,null,null,null,null,null,null,null,null,null,null,null,null,1.34,0.93483586477217051,1908,{"$f":"IF($N1892<0.2*(1000/'Scenario Setup'!$E$159-10),0,($N1892-0.2*(1000/'Scenario Setup'!$E$159-10))^2/($N1892+0.8*(1000/'Scenario Setup'!$E$159-10)))","v":{"$error":"#DIV/0!"}},{"$error":"#DIV/0!"},{"$error":"#DIV/0!"},{"$error":"#DIV/0!"},{"$error":"#DIV/0!"}]
[null,null,null,null,null,null,null,null,null,null,null,null,null,1.34,0.93532582067613912,1909,{"$f":"IF($N1893<0.2*(1000/'Scenario Setup'!$E$159-10),0,($N1893-0.2*(1000/'Scenario Setup'!$E$159-10))^2/($N1893+0.8*(1000/'Scenario Setup'!$E$159-10)))","v":{"$error":"#DIV/0!"}},{"$error":"#DIV/0!"},{"$error":"#DIV/0!"},{"$error":"#DIV/0!"},{"$error":"#DIV/0!"}]
[null,null,null,null,null,null,null,null,null,null,null,null,null,1.34,0.93581577658010784,1910,{"$f":"IF($N1894<0.2*(1000/'Scenario Setup'!$E$159-10),0,($N1894-0.2*(1000/'Scenario Setup'!$E$159-10))^2/($N1894+0.8*(1000/'Scenario Setup'!$E$159-10)))","v":{"$error":"#DIV/0!"}},{"$error":"#DIV/0!"},{"$error":"#DIV/0!"},{"$error":"#DIV/0!"},{"$error":"#DIV/0!"}]
[null,null,null,null,null,null,null,null,null,null,null,null,null,1.34,0.93630573248407645,1911,{"$f":"IF($N1895<0.2*(1000/'Scenario Setup'!$E$159-10),0,($N1895-0.2*(1000/'Scenario Setup'!$E$159-10))^2/($N1895+0.8*(1000/'Scenario Setup'!$E$159-10)))","v":{"$error":"#DIV/0!"}},{"$error":"#DIV/0!"},{"$error":"#DIV/0!"},{"$error":"#DIV/0!"},{"$error":"#DIV/0!"}]
[null,null,null,null,null,null,null,null,null,null,null,null,null,1.34,0.93679568838804506,1912,{"$f":"IF($N1896<0.2*(1000/'Scenario Setup'!$E$159-10),0,($N1896-0.2*(1000/'Scenario Setup'!$E$159-10))^2/($N1896+0.8*(1000/'Scenario Setup'!$E$159-10)))","v":{"$error":"#DIV/0!"}},{"$error":"#DIV/0!"},{"$error":"#DIV/0!"},{"$error":"#DIV/0!"},{"$error":"#DIV/0!"}]
[null,null,null,null,null,null,null,null,null,null,null,null,null,1.35,0.93728564429201366,1913,{"$f":"IF($N1897<0.2*(1000/'Scenario Setup'!$E$159-10),0,($N1897-0.2*(1000/'Scenario Setup'!$E$159-10))^2/($N1897+0.8*(1000/'Scenario Setup'!$E$159-10)))","v":{"$error":"#DIV/0!"}},{"$error":"#DIV/0!"},{"$error":"#DIV/0!"},{"$error":"#DIV/0!"},{"$error":"#DIV/0!"}]
[null,null,null,null,null,null,null,null,null,null,null,null,null,1.35,0.93777560019598238,1914,{"$f":"IF($N1898<0.2*(1000/'Scenario Setup'!$E$159-10),0,($N1898-0.2*(1000/'Scenario Setup'!$E$159-10))^2/($N1898+0.8*(1000/'Scenario Setup'!$E$159-10)))","v":{"$error":"#DIV/0!"}},{"$error":"#DIV/0!"},{"$error":"#DIV/0!"},{"$error":"#DIV/0!"},{"$error":"#DIV/0!"}]
[null,null,null,null,null,null,null,null,null,null,null,null,null,1.35,0.93826555609995099,1915,{"$f":"IF($N1899<0.2*(1000/'Scenario Setup'!$E$159-10),0,($N1899-0.2*(1000/'Scenario Setup'!$E$159-10))^2/($N1899+0.8*(1000/'Scenario Setup'!$E$159-10)))","v":{"$error":"#DIV/0!"}},{"$error":"#DIV/0!"},{"$error":"#DIV/0!"},{"$error":"#DIV/0!"},{"$error":"#DIV/0!"}]
[null,null,null,null,null,null,null,null,null,null,null,null,null,1.35,0.9387555120039196,1916,{"$f":"IF($N1900<0.2*(1000/'Scenario Setup'!$E$159-10),0,($N1900-0.2*(1000/'Scenario Setup'!$E$159-10))^2/($N1900+0.8*(1000/'Scenario Setup'!$E$159-10)))","v":{"$error":"#DIV/0!"}},{"$error":"#DIV/0!"},{"$error":"#DIV/0!"},{"$error":"#DIV/0!"},{"$error":"#DIV/0!"}]
[null,null,null,null,null,null,null,null,null,null,null,null,null,1.36,0.93924546790788832,1917,{"$f":"IF($N1901<0.2*(1000/'Scenario Setup'!$E$159-10),0,($N1901-0.2*(1000/'Scenario Setup'!$E$159-10))^2/($N1901+0.8*(1000/'Scenario Setup'!$E$159-10)))","v":{"$error":"#DIV/0!"}},{"$error":"#DIV/0!"},{"$error":"#DIV/0!"},{"$error":"#DIV/0!"},{"$error":"#DIV/0!"}]
[null,null,null,null,null,null,null,null,null,null,null,null,null,1.36,0.93973542381185693,1918,{"$f":"IF($N1902<0.2*(1000/'Scenario Setup'!$E$159-10),0,($N1902-0.2*(1000/'Scenario Setup'!$E$159-10))^2/($N1902+0.8*(1000/'Scenario Setup'!$E$159-10)))","v":{"$error":"#DIV/0!"}},{"$error":"#DIV/0!"},{"$error":"#DIV/0!"},{"$error":"#DIV/0!"},{"$error":"#DIV/0!"}]
[null,null,null,null,null,null,null,null,null,null,null,null,null,1.36,0.94022537971582554,1919,{"$f":"IF($N1903<0.2*(1000/'Scenario Setup'!$E$159-10),0,($N1903-0.2*(1000/'Scenario Setup'!$E$159-10))^2/($N1903+0.8*(1000/'Scenario Setup'!$E$159-10)))","v":{"$error":"#DIV/0!"}},{"$error":"#DIV/0!"},{"$error":"#DIV/0!"},{"$error":"#DIV/0!"},{"$error":"#DIV/0!"}]
[null,null,null,null,null,null,null,null,null,null,null,null,null,1.36,0.94071533561979426,1920,{"$f":"IF($N1904<0.2*(1000/'Scenario Setup'!$E$159-10),0,($N1904-0.2*(1000/'Scenario Setup'!$E$159-10))^2/($N1904+0.8*(1000/'Scenario Setup'!$E$159-10)))","v":{"$error":"#DIV/0!"}},{"$error":"#DIV/0!"},{"$error":"#DIV/0!"},{"$error":"#DIV/0!"},{"$error":"#DIV/0!"}]
[null,null,null,null,null,null,null,null,null,null,null,null,null,1.37,0.94120529152376287,1921,{"$f":"IF($N1905<0.2*(1000/'Scenario Setup'!$E$159-10),0,($N1905-0.2*(1000/'Scenario Setup'!$E$159-10))^2/($N1905+0.8*(1000/'Scenario Setup'!$E$159-10)))","v":{"$error":"#DIV/0!"}},{"$error":"#DIV/0!"},{"$error":"#DIV/0!"},{"$error":"#DIV/0!"},{"$error":"#DIV/0!"}]
[null,null,null,null,null,null,null,null,null,null,null,null,null,1.37,0.94169524742773147,1922,{"$f":"IF($N1906<0.2*(1000/'Scenario Setup'!$E$159-10),0,($N1906-0.2*(1000/'Scenario Setup'!$E$159-10))^2/($N1906+0.8*(1000/'Scenario Setup'!$E$159-10)))","v":{"$error":"#DIV/0!"}},{"$error":"#DIV/0!"},{"$error":"#DIV/0!"},{"$error":"#DIV/0!"},{"$error":"#DIV/0!"}]
[null,null,null,null,null,null,null,null,null,null,null,null,null,1.37,0.94218520333170019,1923,{"$f":"IF($N1907<0.2*(1000/'Scenario Setup'!$E$159-10),0,($N1907-0.2*(1000/'Scenario Setup'!$E$159-10))^2/($N1907+0.8*(1000/'Scenario Setup'!$E$159-10)))","v":{"$error":"#DIV/0!"}},{"$error":"#DIV/0!"},{"$error":"#DIV/0!"},{"$error":"#DIV/0!"},{"$error":"#DIV/0!"}]
[null,null,null,null,null,null,null,null,null,null,null,null,null,1.38,0.9426751592356688,1924,{"$f":"IF($N1908<0.2*(1000/'Scenario Setup'!$E$159-10),0,($N1908-0.2*(1000/'Scenario Setup'!$E$159-10))^2/($N1908+0.8*(1000/'Scenario Setup'!$E$159-10)))","v":{"$error":"#DIV/0!"}},{"$error":"#DIV/0!"},{"$error":"#DIV/0!"},{"$error":"#DIV/0!"},{"$error":"#DIV/0!"}]
[null,null,null,null,null,null,null,null,null,null,null,null,null,1.38,0.94316511513963741,1925,{"$f":"IF($N1909<0.2*(1000/'Scenario Setup'!$E$159-10),0,($N1909-0.2*(1000/'Scenario Setup'!$E$159-10))^2/($N1909+0.8*(1000/'Scenario Setup'!$E$159-10)))","v":{"$error":"#DIV/0!"}},{"$error":"#DIV/0!"},{"$error":"#DIV/0!"},{"$error":"#DIV/0!"},{"$error":"#DIV/0!"}]
[null,null,null,null,null,null,null,null,null,null,null,null,null,1.38,0.94365507104360613,1926,{"$f":"IF($N1910<0.2*(1000/'Scenario Setup'!$E$159-10),0,($N1910-0.2*(1000/'Scenario Setup'!$E$159-10))^2/($N1910+0.8*(1000/'Scenario Setup'!$E$159-10)))","v":{"$error":"#DIV/0!"}},{"$error":"#DIV/0!"},{"$error":"#DIV/0!"},{"$error":"#DIV/0!"},{"$error":"#DIV/0!"}]
[null,null,null,null,null,null,null,null,null,null,null,null,null,1.41,0.94414502694757474,1927,{"$f":"IF($N1911<0.2*(1000/'Scenario Setup'!$E$159-10),0,($N1911-0.2*(1000/'Scenario Setup'!$E$159-10))^2/($N1911+0.8*(1000/'Scenario Setup'!$E$159-10)))","v":{"$error":"#DIV/0!"}},{"$error":"#DIV/0!"},{"$error":"#DIV/0!"},{"$error":"#DIV/0!"},{"$error":"#DIV/0!"}]
[null,null,null,null,null,null,null,null,null,null,null,null,null,1.43,0.94463498285154335,1928,{"$f":"IF($N1912<0.2*(1000/'Scenario Setup'!$E$159-10),0,($N1912-0.2*(1000/'Scenario Setup'!$E$159-10))^2/($N1912+0.8*(1000/'Scenario Setup'!$E$159-10)))","v":{"$error":"#DIV/0!"}},{"$error":"#DIV/0!"},{"$error":"#DIV/0!"},{"$error":"#DIV/0!"},{"$error":"#DIV/0!"}]
[null,null,null,null,null,null,null,null,null,null,null,null,null,1.44,0.94512493875551196,1929,{"$f":"IF($N1913<0.2*(1000/'Scenario Setup'!$E$159-10),0,($N1913-0.2*(1000/'Scenario Setup'!$E$159-10))^2/($N1913+0.8*(1000/'Scenario Setup'!$E$159-10)))","v":{"$error":"#DIV/0!"}},{"$error":"#DIV/0!"},{"$error":"#DIV/0!"},{"$error":"#DIV/0!"},{"$error":"#DIV/0!"}]
[null,null,null,null,null,null,null,null,null,null,null,null,null,1.44,0.94561489465948068,1930,{"$f":"IF($N1914<0.2*(1000/'Scenario Setup'!$E$159-10),0,($N1914-0.2*(1000/'Scenario Setup'!$E$159-10))^2/($N1914+0.8*(1000/'Scenario Setup'!$E$159-10)))","v":{"$error":"#DIV/0!"}},{"$error":"#DIV/0!"},{"$error":"#DIV/0!"},{"$error":"#DIV/0!"},{"$error":"#DIV/0!"}]
[null,null,null,null,null,null,null,null,null,null,null,null,null,1.44,0.94610485056344928,1931,{"$f":"IF($N1915<0.2*(1000/'Scenario Setup'!$E$159-10),0,($N1915-0.2*(1000/'Scenario Setup'!$E$159-10))^2/($N1915+0.8*(1000/'Scenario Setup'!$E$159-10)))","v":{"$error":"#DIV/0!"}},{"$error":"#DIV/0!"},{"$error":"#DIV/0!"},{"$error":"#DIV/0!"},{"$error":"#DIV/0!"}]
[null,null,null,null,null,null,null,null,null,null,null,null,null,1.46,0.94659480646741789,1932,{"$f":"IF($N1916<0.2*(1000/'Scenario Setup'!$E$159-10),0,($N1916-0.2*(1000/'Scenario Setup'!$E$159-10))^2/($N1916+0.8*(1000/'Scenario Setup'!$E$159-10)))","v":{"$error":"#DIV/0!"}},{"$error":"#DIV/0!"},{"$error":"#DIV/0!"},{"$error":"#DIV/0!"},{"$error":"#DIV/0!"}]
[null,null,null,null,null,null,null,null,null,null,null,null,null,1.46,0.94708476237138661,1933,{"$f":"IF($N1917<0.2*(1000/'Scenario Setup'!$E$159-10),0,($N1917-0.2*(1000/'Scenario Setup'!$E$159-10))^2/($N1917+0.8*(1000/'Scenario Setup'!$E$159-10)))","v":{"$error":"#DIV/0!"}},{"$error":"#DIV/0!"},{"$error":"#DIV/0!"},{"$error":"#DIV/0!"},{"$error":"#DIV/0!"}]
[null,null,null,null,null,null,null,null,null,null,null,null,null,1.47,0.94757471827535522,1934,{"$f":"IF($N1918<0.2*(1000/'Scenario Setup'!$E$159-10),0,($N1918-0.2*(1000/'Scenario Setup'!$E$159-10))^2/($N1918+0.8*(1000/'Scenario Setup'!$E$159-10)))","v":{"$error":"#DIV/0!"}},{"$error":"#DIV/0!"},{"$error":"#DIV/0!"},{"$error":"#DIV/0!"},{"$error":"#DIV/0!"}]
[null,null,null,null,null,null,null,null,null,null,null,null,null,1.48,0.94806467417932383,1935,{"$f":"IF($N1919<0.2*(1000/'Scenario Setup'!$E$159-10),0,($N1919-0.2*(1000/'Scenario Setup'!$E$159-10))^2/($N1919+0.8*(1000/'Scenario Setup'!$E$159-10)))","v":{"$error":"#DIV/0!"}},{"$error":"#DIV/0!"},{"$error":"#DIV/0!"},{"$error":"#DIV/0!"},{"$error":"#DIV/0!"}]
[null,null,null,null,null,null,null,null,null,null,null,null,null,1.49,0.94855463008329255,1936,{"$f":"IF($N1920<0.2*(1000/'Scenario Setup'!$E$159-10),0,($N1920-0.2*(1000/'Scenario Setup'!$E$159-10))^2/($N1920+0.8*(1000/'Scenario Setup'!$E$159-10)))","v":{"$error":"#DIV/0!"}},{"$error":"#DIV/0!"},{"$error":"#DIV/0!"},{"$error":"#DIV/0!"},{"$error":"#DIV/0!"}]
[null,null,null,null,null,null,null,null,null,null,null,null,null,1.49,0.94904458598726116,1937,{"$f":"IF($N1921<0.2*(1000/'Scenario Setup'!$E$159-10),0,($N1921-0.2*(1000/'Scenario Setup'!$E$159-10))^2/($N1921+0.8*(1000/'Scenario Setup'!$E$159-10)))","v":{"$error":"#DIV/0!"}},{"$error":"#DIV/0!"},{"$error":"#DIV/0!"},{"$error":"#DIV/0!"},{"$error":"#DIV/0!"}]
[null,null,null,null,null,null,null,null,null,null,null,null,null,1.49,0.94953454189122977,1938,{"$f":"IF($N1922<0.2*(1000/'Scenario Setup'!$E$159-10),0,($N1922-0.2*(1000/'Scenario Setup'!$E$159-10))^2/($N1922+0.8*(1000/'Scenario Setup'!$E$159-10)))","v":{"$error":"#DIV/0!"}},{"$error":"#DIV/0!"},{"$error":"#DIV/0!"},{"$error":"#DIV/0!"},{"$error":"#DIV/0!"}]
[null,null,null,null,null,null,null,null,null,null,null,null,null,1.5,0.95002449779519849,1939,{"$f":"IF($N1923<0.2*(1000/'Scenario Setup'!$E$159-10),0,($N1923-0.2*(1000/'Scenario Setup'!$E$159-10))^2/($N1923+0.8*(1000/'Scenario Setup'!$E$159-10)))","v":{"$error":"#DIV/0!"}},{"$error":"#DIV/0!"},{"$error":"#DIV/0!"},{"$error":"#DIV/0!"},{"$error":"#DIV/0!"}]
[null,null,null,null,null,null,null,null,null,null,null,null,null,1.5,0.95051445369916709,1940,{"$f":"IF($N1924<0.2*(1000/'Scenario Setup'!$E$159-10),0,($N1924-0.2*(1000/'Scenario Setup'!$E$159-10))^2/($N1924+0.8*(1000/'Scenario Setup'!$E$159-10)))","v":{"$error":"#DIV/0!"}},{"$f":"Q1924/SUM(Q$4:Q$2025)","v":{"$error":"#DIV/0!"}},{"$error":"#DIV/0!"},{"$error":"#DIV/0!"},{"$error":"#DIV/0!"}]
[null,null,null,null,null,null,null,null,null,null,null,null,null,1.5,{"$f":"P1925/2041","v":0.9510044096031357},1941,{"$f":"IF($N1925<0.2*(1000/'Scenario Setup'!$E$159-10),0,($N1925-0.2*(1000/'Scenario Setup'!$E$159-10))^2/($N1925+0.8*(1000/'Scenario Setup'!$E$159-10)))","v":{"$error":"#DIV/0!"}},{"$error":"#DIV/0!"},{"$f":"IF(Q1925>0,_xlfn.RANK.EQ(Q1925,$Q$4:$Q$2025,1),\"\")","v":{"$error":"#DIV/0!"}},{"$f":"IF(S1925=\"\",0,_xlfn.RANK.EQ(S1925,$S$4:$S$2025,1))","v":{"$error":"#DIV/0!"}},{"$f":"ROUND(T1925/COUNTIFS($Q$4:$Q$2025,\">0\"),2)","v":{"$error":"#DIV/0!"}}]
[null,null,null,null,null,null,null,null,null,null,null,null,null,1.51,0.95149436550710431,1942,{"$f":"IF($N1926<0.2*(1000/'Scenario Setup'!$E$159-10),0,($N1926-0.2*(1000/'Scenario Setup'!$E$159-10))^2/($N1926+0.8*(1000/'Scenario Setup'!$E$159-10)))","v":{"$error":"#DIV/0!"}},{"$error":"#DIV/0!"},{"$error":"#DIV/0!"},{"$error":"#DIV/0!"},{"$error":"#DIV/0!"}]
[null,null,null,null,null,null,null,null,null,null,null,null,null,1.52,0.95198432141107303,1943,{"$f":"IF($N1927<0.2*(1000/'Scenario Setup'!$E$159-10),0,($N1927-0.2*(1000/'Scenario Setup'!$E$159-10))^2/($N1927+0.8*(1000/'Scenario Setup'!$E$159-10)))","v":{"$error":"#DIV/0!"}},{"$error":"#DIV/0!"},{"$error":"#DIV/0!"},{"$error":"#DIV/0!"},{"$error":"#DIV/0!"}]
[null,null,null,null,null,null,null,null,null,null,null,null,null,1.52,0.95247427731504164,1944,{"$f":"IF($N1928<0.2*(1000/'Scenario Setup'!$E$159-10),0,($N1928-0.2*(1000/'Scenario Setup'!$E$159-10))^2/($N1928+0.8*(1000/'Scenario Setup'!$E$159-10)))","v":{"$error":"#DIV/0!"}},{"$error":"#DIV/0!"},{"$error":"#DIV/0!"},{"$error":"#DIV/0!"},{"$error":"#DIV/0!"}]
[null,null,null,null,null,null,null,null,null,null,null,null,null,1.53,0.95296423321901025,1945,{"$f":"IF($N1929<0.2*(1000/'Scenario Setup'!$E$159-10),0,($N1929-0.2*(1000/'Scenario Setup'!$E$159-10))^2/($N1929+0.8*(1000/'Scenario Setup'!$E$159-10)))","v":{"$error":"#DIV/0!"}},{"$error":"#DIV/0!"},{"$error":"#DIV/0!"},{"$error":"#DIV/0!"},{"$error":"#DIV/0!"}]
[null,null,null,null,null,null,null,null,null,null,null,null,null,1.53,0.95345418912297897,1946,{"$f":"IF($N1930<0.2*(1000/'Scenario Setup'!$E$159-10),0,($N1930-0.2*(1000/'Scenario Setup'!$E$159-10))^2/($N1930+0.8*(1000/'Scenario Setup'!$E$159-10)))","v":{"$error":"#DIV/0!"}},{"$error":"#DIV/0!"},{"$error":"#DIV/0!"},{"$error":"#DIV/0!"},{"$error":"#DIV/0!"}]
[null,null,null,null,null,null,null,null,null,null,null,null,null,1.53,0.95394414502694758,1947,{"$f":"IF($N1931<0.2*(1000/'Scenario Setup'!$E$159-10),0,($N1931-0.2*(1000/'Scenario Setup'!$E$159-10))^2/($N1931+0.8*(1000/'Scenario Setup'!$E$159-10)))","v":{"$error":"#DIV/0!"}},{"$error":"#DIV/0!"},{"$error":"#DIV/0!"},{"$error":"#DIV/0!"},{"$error":"#DIV/0!"}]
[null,null,null,null,null,null,null,null,null,null,null,null,null,1.55,0.95443410093091618,1948,{"$f":"IF($N1932<0.2*(1000/'Scenario Setup'!$E$159-10),0,($N1932-0.2*(1000/'Scenario Setup'!$E$159-10))^2/($N1932+0.8*(1000/'Scenario Setup'!$E$159-10)))","v":{"$error":"#DIV/0!"}},{"$error":"#DIV/0!"},{"$error":"#DIV/0!"},{"$error":"#DIV/0!"},{"$error":"#DIV/0!"}]
[null,null,null,null,null,null,null,null,null,null,null,null,null,1.55,0.9549240568348849,1949,{"$f":"IF($N1933<0.2*(1000/'Scenario Setup'!$E$159-10),0,($N1933-0.2*(1000/'Scenario Setup'!$E$159-10))^2/($N1933+0.8*(1000/'Scenario Setup'!$E$159-10)))","v":{"$error":"#DIV/0!"}},{"$error":"#DIV/0!"},{"$error":"#DIV/0!"},{"$error":"#DIV/0!"},{"$error":"#DIV/0!"}]
[null,null,null,null,null,null,null,null,null,null,null,null,null,1.56,0.95541401273885351,1950,{"$f":"IF($N1934<0.2*(1000/'Scenario Setup'!$E$159-10),0,($N1934-0.2*(1000/'Scenario Setup'!$E$159-10))^2/($N1934+0.8*(1000/'Scenario Setup'!$E$159-10)))","v":{"$error":"#DIV/0!"}},{"$error":"#DIV/0!"},{"$error":"#DIV/0!"},{"$error":"#DIV/0!"},{"$error":"#DIV/0!"}]
[null,null,null,null,null,null,null,null,null,null,null,null,null,1.57,0.95590396864282212,1951,{"$f":"IF($N1935<0.2*(1000/'Scenario Setup'!$E$159-10),0,($N1935-0.2*(1000/'Scenario Setup'!$E$159-10))^2/($N1935+0.8*(1000/'Scenario Setup'!$E$159-10)))","v":{"$error":"#DIV/0!"}},{"$error":"#DIV/0!"},{"$error":"#DIV/0!"},{"$error":"#DIV/0!"},{"$error":"#DIV/0!"}]
[null,null,null,null,null,null,null,null,null,null,null,null,null,1.59,0.95639392454679084,1952,{"$f":"IF($N1936<0.2*(1000/'Scenario Setup'!$E$159-10),0,($N1936-0.2*(1000/'Scenario Setup'!$E$159-10))^2/($N1936+0.8*(1000/'Scenario Setup'!$E$159-10)))","v":{"$error":"#DIV/0!"}},{"$error":"#DIV/0!"},{"$error":"#DIV/0!"},{"$error":"#DIV/0!"},{"$error":"#DIV/0!"}]
[null,null,null,null,null,null,null,null,null,null,null,null,null,1.59,0.95688388045075945,1953,{"$f":"IF($N1937<0.2*(1000/'Scenario Setup'!$E$159-10),0,($N1937-0.2*(1000/'Scenario Setup'!$E$159-10))^2/($N1937+0.8*(1000/'Scenario Setup'!$E$159-10)))","v":{"$error":"#DIV/0!"}},{"$error":"#DIV/0!"},{"$error":"#DIV/0!"},{"$error":"#DIV/0!"},{"$error":"#DIV/0!"}]
[null,null,null,null,null,null,null,null,null,null,null,null,null,1.59,0.95737383635472806,1954,{"$f":"IF($N1938<0.2*(1000/'Scenario Setup'!$E$159-10),0,($N1938-0.2*(1000/'Scenario Setup'!$E$159-10))^2/($N1938+0.8*(1000/'Scenario Setup'!$E$159-10)))","v":{"$error":"#DIV/0!"}},{"$error":"#DIV/0!"},{"$error":"#DIV/0!"},{"$error":"#DIV/0!"},{"$error":"#DIV/0!"}]
[null,null,null,null,null,null,null,null,null,null,null,null,null,1.59,0.95786379225869667,1955,{"$f":"IF($N1939<0.2*(1000/'Scenario Setup'!$E$159-10),0,($N1939-0.2*(1000/'Scenario Setup'!$E$159-10))^2/($N1939+0.8*(1000/'Scenario Setup'!$E$159-10)))","v":{"$error":"#DIV/0!"}},{"$error":"#DIV/0!"},{"$error":"#DIV/0!"},{"$error":"#DIV/0!"},{"$error":"#DIV/0!"}]
[null,null,null,null,null,null,null,null,null,null,null,null,null,1.6,0.95835374816266539,1956,{"$f":"IF($N1940<0.2*(1000/'Scenario Setup'!$E$159-10),0,($N1940-0.2*(1000/'Scenario Setup'!$E$159-10))^2/($N1940+0.8*(1000/'Scenario Setup'!$E$159-10)))","v":{"$error":"#DIV/0!"}},{"$error":"#DIV/0!"},{"$error":"#DIV/0!"},{"$error":"#DIV/0!"},{"$error":"#DIV/0!"}]
[null,null,null,null,null,null,null,null,null,null,null,null,null,1.6,0.95884370406663399,1957,{"$f":"IF($N1941<0.2*(1000/'Scenario Setup'!$E$159-10),0,($N1941-0.2*(1000/'Scenario Setup'!$E$159-10))^2/($N1941+0.8*(1000/'Scenario Setup'!$E$159-10)))","v":{"$error":"#DIV/0!"}},{"$error":"#DIV/0!"},{"$error":"#DIV/0!"},{"$error":"#DIV/0!"},{"$error":"#DIV/0!"}]
[null,null,null,null,null,null,null,null,null,null,null,null,null,1.61,0.9593336599706026,1958,{"$f":"IF($N1942<0.2*(1000/'Scenario Setup'!$E$159-10),0,($N1942-0.2*(1000/'Scenario Setup'!$E$159-10))^2/($N1942+0.8*(1000/'Scenario Setup'!$E$159-10)))","v":{"$error":"#DIV/0!"}},{"$error":"#DIV/0!"},{"$error":"#DIV/0!"},{"$error":"#DIV/0!"},{"$error":"#DIV/0!"}]
[null,null,null,null,null,null,null,null,null,null,null,null,null,1.61,0.95982361587457132,1959,{"$f":"IF($N1943<0.2*(1000/'Scenario Setup'!$E$159-10),0,($N1943-0.2*(1000/'Scenario Setup'!$E$159-10))^2/($N1943+0.8*(1000/'Scenario Setup'!$E$159-10)))","v":{"$error":"#DIV/0!"}},{"$error":"#DIV/0!"},{"$error":"#DIV/0!"},{"$error":"#DIV/0!"},{"$error":"#DIV/0!"}]
[null,null,null,null,null,null,null,null,null,null,null,null,null,1.61,0.96031357177853993,1960,{"$f":"IF($N1944<0.2*(1000/'Scenario Setup'!$E$159-10),0,($N1944-0.2*(1000/'Scenario Setup'!$E$159-10))^2/($N1944+0.8*(1000/'Scenario Setup'!$E$159-10)))","v":{"$error":"#DIV/0!"}},{"$error":"#DIV/0!"},{"$error":"#DIV/0!"},{"$error":"#DIV/0!"},{"$error":"#DIV/0!"}]
[null,null,null,null,null,null,null,null,null,null,null,null,null,1.62,0.96080352768250854,1961,{"$f":"IF($N1945<0.2*(1000/'Scenario Setup'!$E$159-10),0,($N1945-0.2*(1000/'Scenario Setup'!$E$159-10))^2/($N1945+0.8*(1000/'Scenario Setup'!$E$159-10)))","v":{"$error":"#DIV/0!"}},{"$error":"#DIV/0!"},{"$error":"#DIV/0!"},{"$error":"#DIV/0!"},{"$error":"#DIV/0!"}]
[null,null,null,null,null,null,null,null,null,null,null,null,null,1.63,0.96129348358647726,1962,{"$f":"IF($N1946<0.2*(1000/'Scenario Setup'!$E$159-10),0,($N1946-0.2*(1000/'Scenario Setup'!$E$159-10))^2/($N1946+0.8*(1000/'Scenario Setup'!$E$159-10)))","v":{"$error":"#DIV/0!"}},{"$error":"#DIV/0!"},{"$error":"#DIV/0!"},{"$error":"#DIV/0!"},{"$error":"#DIV/0!"}]
[null,null,null,null,null,null,null,null,null,null,null,null,null,1.64,0.96178343949044587,1963,{"$f":"IF($N1947<0.2*(1000/'Scenario Setup'!$E$159-10),0,($N1947-0.2*(1000/'Scenario Setup'!$E$159-10))^2/($N1947+0.8*(1000/'Scenario Setup'!$E$159-10)))","v":{"$error":"#DIV/0!"}},{"$error":"#DIV/0!"},{"$error":"#DIV/0!"},{"$error":"#DIV/0!"},{"$error":"#DIV/0!"}]
[null,null,null,null,null,null,null,null,null,null,null,null,null,1.64,0.96227339539441448,1964,{"$f":"IF($N1948<0.2*(1000/'Scenario Setup'!$E$159-10),0,($N1948-0.2*(1000/'Scenario Setup'!$E$159-10))^2/($N1948+0.8*(1000/'Scenario Setup'!$E$159-10)))","v":{"$error":"#DIV/0!"}},{"$error":"#DIV/0!"},{"$error":"#DIV/0!"},{"$error":"#DIV/0!"},{"$error":"#DIV/0!"}]
[null,null,null,null,null,null,null,null,null,null,null,null,null,1.64,0.9627633512983832,1965,{"$f":"IF($N1949<0.2*(1000/'Scenario Setup'!$E$159-10),0,($N1949-0.2*(1000/'Scenario Setup'!$E$159-10))^2/($N1949+0.8*(1000/'Scenario Setup'!$E$159-10)))","v":{"$error":"#DIV/0!"}},{"$error":"#DIV/0!"},{"$error":"#DIV/0!"},{"$error":"#DIV/0!"},{"$error":"#DIV/0!"}]
[null,null,null,null,null,null,null,null,null,null,null,null,null,1.65,0.96325330720235181,1966,{"$f":"IF($N1950<0.2*(1000/'Scenario Setup'!$E$159-10),0,($N1950-0.2*(1000/'Scenario Setup'!$E$159-10))^2/($N1950+0.8*(1000/'Scenario Setup'!$E$159-10)))","v":{"$error":"#DIV/0!"}},{"$error":"#DIV/0!"},{"$error":"#DIV/0!"},{"$error":"#DIV/0!"},{"$error":"#DIV/0!"}]
[null,null,null,null,null,null,null,null,null,null,null,null,null,1.65,0.96374326310632041,1967,{"$f":"IF($N1951<0.2*(1000/'Scenario Setup'!$E$159-10),0,($N1951-0.2*(1000/'Scenario Setup'!$E$159-10))^2/($N1951+0.8*(1000/'Scenario Setup'!$E$159-10)))","v":{"$error":"#DIV/0!"}},{"$error":"#DIV/0!"},{"$error":"#DIV/0!"},{"$error":"#DIV/0!"},{"$error":"#DIV/0!"}]
[null,null,null,null,null,null,null,null,null,null,null,null,null,1.66,0.96423321901028902,1968,{"$f":"IF($N1952<0.2*(1000/'Scenario Setup'!$E$159-10),0,($N1952-0.2*(1000/'Scenario Setup'!$E$159-10))^2/($N1952+0.8*(1000/'Scenario Setup'!$E$159-10)))","v":{"$error":"#DIV/0!"}},{"$error":"#DIV/0!"},{"$error":"#DIV/0!"},{"$error":"#DIV/0!"},{"$error":"#DIV/0!"}]
[null,null,null,null,null,null,null,null,null,null,null,null,null,1.67,0.96472317491425774,1969,{"$f":"IF($N1953<0.2*(1000/'Scenario Setup'!$E$159-10),0,($N1953-0.2*(1000/'Scenario Setup'!$E$159-10))^2/($N1953+0.8*(1000/'Scenario Setup'!$E$159-10)))","v":{"$error":"#DIV/0!"}},{"$error":"#DIV/0!"},{"$error":"#DIV/0!"},{"$error":"#DIV/0!"},{"$error":"#DIV/0!"}]
[null,null,null,null,null,null,null,null,null,null,null,null,null,1.67,0.96521313081822635,1970,{"$f":"IF($N1954<0.2*(1000/'Scenario Setup'!$E$159-10),0,($N1954-0.2*(1000/'Scenario Setup'!$E$159-10))^2/($N1954+0.8*(1000/'Scenario Setup'!$E$159-10)))","v":{"$error":"#DIV/0!"}},{"$error":"#DIV/0!"},{"$error":"#DIV/0!"},{"$error":"#DIV/0!"},{"$error":"#DIV/0!"}]
[null,null,null,null,null,null,null,null,null,null,null,null,null,1.67,0.96570308672219496,1971,{"$f":"IF($N1955<0.2*(1000/'Scenario Setup'!$E$159-10),0,($N1955-0.2*(1000/'Scenario Setup'!$E$159-10))^2/($N1955+0.8*(1000/'Scenario Setup'!$E$159-10)))","v":{"$error":"#DIV/0!"}},{"$error":"#DIV/0!"},{"$error":"#DIV/0!"},{"$error":"#DIV/0!"},{"$error":"#DIV/0!"}]
[null,null,null,null,null,null,null,null,null,null,null,null,null,1.7,0.96619304262616368,1972,{"$f":"IF($N1956<0.2*(1000/'Scenario Setup'!$E$159-10),0,($N1956-0.2*(1000/'Scenario Setup'!$E$159-10))^2/($N1956+0.8*(1000/'Scenario Setup'!$E$159-10)))","v":{"$error":"#DIV/0!"}},{"$error":"#DIV/0!"},{"$error":"#DIV/0!"},{"$error":"#DIV/0!"},{"$error":"#DIV/0!"}]
[null,null,null,null,null,null,null,null,null,null,null,null,null,1.71,0.96668299853013229,1973,{"$f":"IF($N1957<0.2*(1000/'Scenario Setup'!$E$159-10),0,($N1957-0.2*(1000/'Scenario Setup'!$E$159-10))^2/($N1957+0.8*(1000/'Scenario Setup'!$E$159-10)))","v":{"$error":"#DIV/0!"}},{"$error":"#DIV/0!"},{"$error":"#DIV/0!"},{"$error":"#DIV/0!"},{"$error":"#DIV/0!"}]
[null,null,null,null,null,null,null,null,null,null,null,null,null,1.72,0.9671729544341009,1974,{"$f":"IF($N1958<0.2*(1000/'Scenario Setup'!$E$159-10),0,($N1958-0.2*(1000/'Scenario Setup'!$E$159-10))^2/($N1958+0.8*(1000/'Scenario Setup'!$E$159-10)))","v":{"$error":"#DIV/0!"}},{"$error":"#DIV/0!"},{"$error":"#DIV/0!"},{"$error":"#DIV/0!"},{"$error":"#DIV/0!"}]
[null,null,null,null,null,null,null,null,null,null,null,null,null,1.72,0.96766291033806962,1975,{"$f":"IF($N1959<0.2*(1000/'Scenario Setup'!$E$159-10),0,($N1959-0.2*(1000/'Scenario Setup'!$E$159-10))^2/($N1959+0.8*(1000/'Scenario Setup'!$E$159-10)))","v":{"$error":"#DIV/0!"}},{"$error":"#DIV/0!"},{"$error":"#DIV/0!"},{"$error":"#DIV/0!"},{"$error":"#DIV/0!"}]
[null,null,null,null,null,null,null,null,null,null,null,null,null,1.73,0.96815286624203822,1976,{"$f":"IF($N1960<0.2*(1000/'Scenario Setup'!$E$159-10),0,($N1960-0.2*(1000/'Scenario Setup'!$E$159-10))^2/($N1960+0.8*(1000/'Scenario Setup'!$E$159-10)))","v":{"$error":"#DIV/0!"}},{"$error":"#DIV/0!"},{"$error":"#DIV/0!"},{"$error":"#DIV/0!"},{"$error":"#DIV/0!"}]
[null,null,null,null,null,null,null,null,null,null,null,null,null,1.73,0.96864282214600683,1977,{"$f":"IF($N1961<0.2*(1000/'Scenario Setup'!$E$159-10),0,($N1961-0.2*(1000/'Scenario Setup'!$E$159-10))^2/($N1961+0.8*(1000/'Scenario Setup'!$E$159-10)))","v":{"$error":"#DIV/0!"}},{"$error":"#DIV/0!"},{"$error":"#DIV/0!"},{"$error":"#DIV/0!"},{"$error":"#DIV/0!"}]
[null,null,null,null,null,null,null,null,null,null,null,null,null,1.75,0.96913277804997555,1978,{"$f":"IF($N1962<0.2*(1000/'Scenario Setup'!$E$159-10),0,($N1962-0.2*(1000/'Scenario Setup'!$E$159-10))^2/($N1962+0.8*(1000/'Scenario Setup'!$E$159-10)))","v":{"$error":"#DIV/0!"}},{"$error":"#DIV/0!"},{"$error":"#DIV/0!"},{"$error":"#DIV/0!"},{"$error":"#DIV/0!"}]
[null,null,null,null,null,null,null,null,null,null,null,null,null,1.77,0.96962273395394416,1979,{"$f":"IF($N1963<0.2*(1000/'Scenario Setup'!$E$159-10),0,($N1963-0.2*(1000/'Scenario Setup'!$E$159-10))^2/($N1963+0.8*(1000/'Scenario Setup'!$E$159-10)))","v":{"$error":"#DIV/0!"}},{"$error":"#DIV/0!"},{"$error":"#DIV/0!"},{"$error":"#DIV/0!"},{"$error":"#DIV/0!"}]
[null,null,null,null,null,null,null,null,null,null,null,null,null,1.77,0.97011268985791277,1980,{"$f":"IF($N1964<0.2*(1000/'Scenario Setup'!$E$159-10),0,($N1964-0.2*(1000/'Scenario Setup'!$E$159-10))^2/($N1964+0.8*(1000/'Scenario Setup'!$E$159-10)))","v":{"$error":"#DIV/0!"}},{"$error":"#DIV/0!"},{"$error":"#DIV/0!"},{"$error":"#DIV/0!"},{"$error":"#DIV/0!"}]
[null,null,null,null,null,null,null,null,null,null,null,null,null,1.77,0.97060264576188138,1981,{"$f":"IF($N1965<0.2*(1000/'Scenario Setup'!$E$159-10),0,($N1965-0.2*(1000/'Scenario Setup'!$E$159-10))^2/($N1965+0.8*(1000/'Scenario Setup'!$E$159-10)))","v":{"$error":"#DIV/0!"}},{"$error":"#DIV/0!"},{"$error":"#DIV/0!"},{"$error":"#DIV/0!"},{"$error":"#DIV/0!"}]
[null,null,null,null,null,null,null,null,null,null,null,null,null,1.79,0.9710926016658501,1982,{"$f":"IF($N1966<0.2*(1000/'Scenario Setup'!$E$159-10),0,($N1966-0.2*(1000/'Scenario Setup'!$E$159-10))^2/($N1966+0.8*(1000/'Scenario Setup'!$E$159-10)))","v":{"$error":"#DIV/0!"}},{"$error":"#DIV/0!"},{"$error":"#DIV/0!"},{"$error":"#DIV/0!"},{"$error":"#DIV/0!"}]
[null,null,null,null,null,null,null,null,null,null,null,null,null,1.79,0.97158255756981871,1983,{"$f":"IF($N1967<0.2*(1000/'Scenario Setup'!$E$159-10),0,($N1967-0.2*(1000/'Scenario Setup'!$E$159-10))^2/($N1967+0.8*(1000/'Scenario Setup'!$E$159-10)))","v":{"$error":"#DIV/0!"}},{"$error":"#DIV/0!"},{"$error":"#DIV/0!"},{"$error":"#DIV/0!"},{"$error":"#DIV/0!"}]
[null,null,null,null,null,null,null,null,null,null,null,null,null,1.79,0.97207251347378731,1984,{"$f":"IF($N1968<0.2*(1000/'Scenario Setup'!$E$159-10),0,($N1968-0.2*(1000/'Scenario Setup'!$E$159-10))^2/($N1968+0.8*(1000/'Scenario Setup'!$E$159-10)))","v":{"$error":"#DIV/0!"}},{"$error":"#DIV/0!"},{"$error":"#DIV/0!"},{"$error":"#DIV/0!"},{"$error":"#DIV/0!"}]
[null,null,null,null,null,null,null,null,null,null,null,null,null,1.81,0.97256246937775603,1985,{"$f":"IF($N1969<0.2*(1000/'Scenario Setup'!$E$159-10),0,($N1969-0.2*(1000/'Scenario Setup'!$E$159-10))^2/($N1969+0.8*(1000/'Scenario Setup'!$E$159-10)))","v":{"$error":"#DIV/0!"}},{"$error":"#DIV/0!"},{"$error":"#DIV/0!"},{"$error":"#DIV/0!"},{"$error":"#DIV/0!"}]
[null,null,null,null,null,null,null,null,null,null,null,null,null,1.82,0.97305242528172464,1986,{"$f":"IF($N1970<0.2*(1000/'Scenario Setup'!$E$159-10),0,($N1970-0.2*(1000/'Scenario Setup'!$E$159-10))^2/($N1970+0.8*(1000/'Scenario Setup'!$E$159-10)))","v":{"$error":"#DIV/0!"}},{"$error":"#DIV/0!"},{"$error":"#DIV/0!"},{"$error":"#DIV/0!"},{"$error":"#DIV/0!"}]
[null,null,null,null,null,null,null,null,null,null,null,null,null,1.82,0.97354238118569325,1987,{"$f":"IF($N1971<0.2*(1000/'Scenario Setup'!$E$159-10),0,($N1971-0.2*(1000/'Scenario Setup'!$E$159-10))^2/($N1971+0.8*(1000/'Scenario Setup'!$E$159-10)))","v":{"$error":"#DIV/0!"}},{"$error":"#DIV/0!"},{"$error":"#DIV/0!"},{"$error":"#DIV/0!"},{"$error":"#DIV/0!"}]
[null,null,null,null,null,null,null,null,null,null,null,null,null,1.83,0.97403233708966197,1988,{"$f":"IF($N1972<0.2*(1000/'Scenario Setup'!$E$159-10),0,($N1972-0.2*(1000/'Scenario Setup'!$E$159-10))^2/($N1972+0.8*(1000/'Scenario Setup'!$E$159-10)))","v":{"$error":"#DIV/0!"}},{"$error":"#DIV/0!"},{"$error":"#DIV/0!"},{"$error":"#DIV/0!"},{"$error":"#DIV/0!"}]
[null,null,null,null,null,null,null,null,null,null,null,null,null,1.84,0.97452229299363058,1989,{"$f":"IF($N1973<0.2*(1000/'Scenario Setup'!$E$159-10),0,($N1973-0.2*(1000/'Scenario Setup'!$E$159-10))^2/($N1973+0.8*(1000/'Scenario Setup'!$E$159-10)))","v":{"$error":"#DIV/0!"}},{"$error":"#DIV/0!"},{"$error":"#DIV/0!"},{"$error":"#DIV/0!"},{"$error":"#DIV/0!"}]
[null,null,null,null,null,null,null,null,null,null,null,null,null,1.84,0.97501224889759919,1990,{"$f":"IF($N1974<0.2*(1000/'Scenario Setup'!$E$159-10),0,($N1974-0.2*(1000/'Scenario Setup'!$E$159-10))^2/($N1974+0.8*(1000/'Scenario Setup'!$E$159-10)))","v":{"$error":"#DIV/0!"}},{"$error":"#DIV/0!"},{"$error":"#DIV/0!"},{"$error":"#DIV/0!"},{"$error":"#DIV/0!"}]
[null,null,null,null,null,null,null,null,null,null,null,null,null,1.85,0.97550220480156791,1991,{"$f":"IF($N1975<0.2*(1000/'Scenario Setup'!$E$159-10),0,($N1975-0.2*(1000/'Scenario Setup'!$E$159-10))^2/($N1975+0.8*(1000/'Scenario Setup'!$E$159-10)))","v":{"$error":"#DIV/0!"}},{"$error":"#DIV/0!"},{"$error":"#DIV/0!"},{"$error":"#DIV/0!"},{"$error":"#DIV/0!"}]
[null,null,null,null,null,null,null,null,null,null,null,null,null,1.86,0.97599216070553652,1992,{"$f":"IF($N1976<0.2*(1000/'Scenario Setup'!$E$159-10),0,($N1976-0.2*(1000/'Scenario Setup'!$E$159-10))^2/($N1976+0.8*(1000/'Scenario Setup'!$E$159-10)))","v":{"$error":"#DIV/0!"}},{"$error":"#DIV/0!"},{"$error":"#DIV/0!"},{"$error":"#DIV/0!"},{"$error":"#DIV/0!"}]
[null,null,null,null,null,null,null,null,null,null,null,null,null,1.91,0.97648211660950512,1993,{"$f":"IF($N1977<0.2*(1000/'Scenario Setup'!$E$159-10),0,($N1977-0.2*(1000/'Scenario Setup'!$E$159-10))^2/($N1977+0.8*(1000/'Scenario Setup'!$E$159-10)))","v":{"$error":"#DIV/0!"}},{"$error":"#DIV/0!"},{"$error":"#DIV/0!"},{"$error":"#DIV/0!"},{"$error":"#DIV/0!"}]
[null,null,null,null,null,null,null,null,null,null,null,null,null,1.91,0.97697207251347373,1994,{"$f":"IF($N1978<0.2*(1000/'Scenario Setup'!$E$159-10),0,($N1978-0.2*(1000/'Scenario Setup'!$E$159-10))^2/($N1978+0.8*(1000/'Scenario Setup'!$E$159-10)))","v":{"$error":"#DIV/0!"}},{"$error":"#DIV/0!"},{"$error":"#DIV/0!"},{"$error":"#DIV/0!"},{"$error":"#DIV/0!"}]
[null,null,null,null,null,null,null,null,null,null,null,null,null,1.91,0.97746202841744245,1995,{"$f":"IF($N1979<0.2*(1000/'Scenario Setup'!$E$159-10),0,($N1979-0.2*(1000/'Scenario Setup'!$E$159-10))^2/($N1979+0.8*(1000/'Scenario Setup'!$E$159-10)))","v":{"$error":"#DIV/0!"}},{"$error":"#DIV/0!"},{"$error":"#DIV/0!"},{"$error":"#DIV/0!"},{"$error":"#DIV/0!"}]
[null,null,null,null,null,null,null,null,null,null,null,null,null,1.92,0.97795198432141106,1996,{"$f":"IF($N1980<0.2*(1000/'Scenario Setup'!$E$159-10),0,($N1980-0.2*(1000/'Scenario Setup'!$E$159-10))^2/($N1980+0.8*(1000/'Scenario Setup'!$E$159-10)))","v":{"$error":"#DIV/0!"}},{"$error":"#DIV/0!"},{"$error":"#DIV/0!"},{"$error":"#DIV/0!"},{"$error":"#DIV/0!"}]
[null,null,null,null,null,null,null,null,null,null,null,null,null,1.93,0.97844194022537967,1997,{"$f":"IF($N1981<0.2*(1000/'Scenario Setup'!$E$159-10),0,($N1981-0.2*(1000/'Scenario Setup'!$E$159-10))^2/($N1981+0.8*(1000/'Scenario Setup'!$E$159-10)))","v":{"$error":"#DIV/0!"}},{"$error":"#DIV/0!"},{"$error":"#DIV/0!"},{"$error":"#DIV/0!"},{"$error":"#DIV/0!"}]
[null,null,null,null,null,null,null,null,null,null,null,null,null,1.94,0.97893189612934839,1998,{"$f":"IF($N1982<0.2*(1000/'Scenario Setup'!$E$159-10),0,($N1982-0.2*(1000/'Scenario Setup'!$E$159-10))^2/($N1982+0.8*(1000/'Scenario Setup'!$E$159-10)))","v":{"$error":"#DIV/0!"}},{"$error":"#DIV/0!"},{"$error":"#DIV/0!"},{"$error":"#DIV/0!"},{"$error":"#DIV/0!"}]
[null,null,null,null,null,null,null,null,null,null,null,null,null,1.94,0.979421852033317,1999,{"$f":"IF($N1983<0.2*(1000/'Scenario Setup'!$E$159-10),0,($N1983-0.2*(1000/'Scenario Setup'!$E$159-10))^2/($N1983+0.8*(1000/'Scenario Setup'!$E$159-10)))","v":{"$error":"#DIV/0!"}},{"$error":"#DIV/0!"},{"$error":"#DIV/0!"},{"$error":"#DIV/0!"},{"$error":"#DIV/0!"}]
[null,null,null,null,null,null,null,null,null,null,null,null,null,1.95,0.97991180793728561,2000,{"$f":"IF($N1984<0.2*(1000/'Scenario Setup'!$E$159-10),0,($N1984-0.2*(1000/'Scenario Setup'!$E$159-10))^2/($N1984+0.8*(1000/'Scenario Setup'!$E$159-10)))","v":{"$error":"#DIV/0!"}},{"$error":"#DIV/0!"},{"$error":"#DIV/0!"},{"$error":"#DIV/0!"},{"$error":"#DIV/0!"}]
[null,null,null,null,null,null,null,null,null,null,null,null,null,1.95,0.98040176384125433,2001,{"$f":"IF($N1985<0.2*(1000/'Scenario Setup'!$E$159-10),0,($N1985-0.2*(1000/'Scenario Setup'!$E$159-10))^2/($N1985+0.8*(1000/'Scenario Setup'!$E$159-10)))","v":{"$error":"#DIV/0!"}},{"$error":"#DIV/0!"},{"$error":"#DIV/0!"},{"$error":"#DIV/0!"},{"$error":"#DIV/0!"}]
[null,null,null,null,null,null,null,null,null,null,null,null,null,1.97,0.98089171974522293,2002,{"$f":"IF($N1986<0.2*(1000/'Scenario Setup'!$E$159-10),0,($N1986-0.2*(1000/'Scenario Setup'!$E$159-10))^2/($N1986+0.8*(1000/'Scenario Setup'!$E$159-10)))","v":{"$error":"#DIV/0!"}},{"$error":"#DIV/0!"},{"$error":"#DIV/0!"},{"$error":"#DIV/0!"},{"$error":"#DIV/0!"}]
[null,null,null,null,null,null,null,null,null,null,null,null,null,1.99,0.98138167564919154,2003,{"$f":"IF($N1987<0.2*(1000/'Scenario Setup'!$E$159-10),0,($N1987-0.2*(1000/'Scenario Setup'!$E$159-10))^2/($N1987+0.8*(1000/'Scenario Setup'!$E$159-10)))","v":{"$error":"#DIV/0!"}},{"$error":"#DIV/0!"},{"$error":"#DIV/0!"},{"$error":"#DIV/0!"},{"$error":"#DIV/0!"}]
[null,null,null,null,null,null,null,null,null,null,null,null,null,1.99,0.98187163155316026,2004,{"$f":"IF($N1988<0.2*(1000/'Scenario Setup'!$E$159-10),0,($N1988-0.2*(1000/'Scenario Setup'!$E$159-10))^2/($N1988+0.8*(1000/'Scenario Setup'!$E$159-10)))","v":{"$error":"#DIV/0!"}},{"$f":"Q1988/SUM(Q$4:Q$2025)","v":{"$error":"#DIV/0!"}},{"$error":"#DIV/0!"},{"$error":"#DIV/0!"},{"$error":"#DIV/0!"}]
[null,null,null,null,null,null,null,null,null,null,null,null,null,2,{"$f":"P1989/2041","v":0.98236158745712887},2005,{"$f":"IF($N1989<0.2*(1000/'Scenario Setup'!$E$159-10),0,($N1989-0.2*(1000/'Scenario Setup'!$E$159-10))^2/($N1989+0.8*(1000/'Scenario Setup'!$E$159-10)))","v":{"$error":"#DIV/0!"}},{"$error":"#DIV/0!"},{"$f":"IF(Q1989>0,_xlfn.RANK.EQ(Q1989,$Q$4:$Q$2025,1),\"\")","v":{"$error":"#DIV/0!"}},{"$f":"IF(S1989=\"\",0,_xlfn.RANK.EQ(S1989,$S$4:$S$2025,1))","v":{"$error":"#DIV/0!"}},{"$f":"ROUND(T1989/COUNTIFS($Q$4:$Q$2025,\">0\"),2)","v":{"$error":"#DIV/0!"}}]
[null,null,null,null,null,null,null,null,null,null,null,null,null,2,0.98285154336109748,2006,{"$f":"IF($N1990<0.2*(1000/'Scenario Setup'!$E$159-10),0,($N1990-0.2*(1000/'Scenario Setup'!$E$159-10))^2/($N1990+0.8*(1000/'Scenario Setup'!$E$159-10)))","v":{"$error":"#DIV/0!"}},{"$error":"#DIV/0!"},{"$error":"#DIV/0!"},{"$error":"#DIV/0!"},{"$error":"#DIV/0!"}]
[null,null,null,null,null,null,null,null,null,null,null,null,null,2.0099999999999998,0.9833414992650662,2007,{"$f":"IF($N1991<0.2*(1000/'Scenario Setup'!$E$159-10),0,($N1991-0.2*(1000/'Scenario Setup'!$E$159-10))^2/($N1991+0.8*(1000/'Scenario Setup'!$E$159-10)))","v":{"$error":"#DIV/0!"}},{"$error":"#DIV/0!"},{"$error":"#DIV/0!"},{"$error":"#DIV/0!"},{"$error":"#DIV/0!"}]
[null,null,null,null,null,null,null,null,null,null,null,null,null,2.02,0.98383145516903481,2008,{"$f":"IF($N1992<0.2*(1000/'Scenario Setup'!$E$159-10),0,($N1992-0.2*(1000/'Scenario Setup'!$E$159-10))^2/($N1992+0.8*(1000/'Scenario Setup'!$E$159-10)))","v":{"$error":"#DIV/0!"}},{"$error":"#DIV/0!"},{"$error":"#DIV/0!"},{"$error":"#DIV/0!"},{"$error":"#DIV/0!"}]
[null,null,null,null,null,null,null,null,null,null,null,null,null,2.0299999999999998,0.98432141107300342,2009,{"$f":"IF($N1993<0.2*(1000/'Scenario Setup'!$E$159-10),0,($N1993-0.2*(1000/'Scenario Setup'!$E$159-10))^2/($N1993+0.8*(1000/'Scenario Setup'!$E$159-10)))","v":{"$error":"#DIV/0!"}},{"$error":"#DIV/0!"},{"$error":"#DIV/0!"},{"$error":"#DIV/0!"},{"$error":"#DIV/0!"}]
[null,null,null,null,null,null,null,null,null,null,null,null,null,2.06,0.98481136697697202,2010,{"$f":"IF($N1994<0.2*(1000/'Scenario Setup'!$E$159-10),0,($N1994-0.2*(1000/'Scenario Setup'!$E$159-10))^2/($N1994+0.8*(1000/'Scenario Setup'!$E$159-10)))","v":{"$error":"#DIV/0!"}},{"$error":"#DIV/0!"},{"$error":"#DIV/0!"},{"$error":"#DIV/0!"},{"$error":"#DIV/0!"}]
[null,null,null,null,null,null,null,null,null,null,null,null,null,2.06,0.98530132288094074,2011,{"$f":"IF($N1995<0.2*(1000/'Scenario Setup'!$E$159-10),0,($N1995-0.2*(1000/'Scenario Setup'!$E$159-10))^2/($N1995+0.8*(1000/'Scenario Setup'!$E$159-10)))","v":{"$error":"#DIV/0!"}},{"$error":"#DIV/0!"},{"$error":"#DIV/0!"},{"$error":"#DIV/0!"},{"$error":"#DIV/0!"}]
[null,null,null,null,null,null,null,null,null,null,null,null,null,2.1,0.98579127878490935,2012,{"$f":"IF($N1996<0.2*(1000/'Scenario Setup'!$E$159-10),0,($N1996-0.2*(1000/'Scenario Setup'!$E$159-10))^2/($N1996+0.8*(1000/'Scenario Setup'!$E$159-10)))","v":{"$error":"#DIV/0!"}},{"$error":"#DIV/0!"},{"$error":"#DIV/0!"},{"$error":"#DIV/0!"},{"$error":"#DIV/0!"}]
[null,null,null,null,null,null,null,null,null,null,null,null,null,2.1,0.98628123468887796,2013,{"$f":"IF($N1997<0.2*(1000/'Scenario Setup'!$E$159-10),0,($N1997-0.2*(1000/'Scenario Setup'!$E$159-10))^2/($N1997+0.8*(1000/'Scenario Setup'!$E$159-10)))","v":{"$error":"#DIV/0!"}},{"$error":"#DIV/0!"},{"$error":"#DIV/0!"},{"$error":"#DIV/0!"},{"$error":"#DIV/0!"}]
[null,null,null,null,null,null,null,null,null,null,null,null,null,2.13,0.98677119059284668,2014,{"$f":"IF($N1998<0.2*(1000/'Scenario Setup'!$E$159-10),0,($N1998-0.2*(1000/'Scenario Setup'!$E$159-10))^2/($N1998+0.8*(1000/'Scenario Setup'!$E$159-10)))","v":{"$error":"#DIV/0!"}},{"$error":"#DIV/0!"},{"$error":"#DIV/0!"},{"$error":"#DIV/0!"},{"$error":"#DIV/0!"}]
[null,null,null,null,null,null,null,null,null,null,null,null,null,2.14,0.98726114649681529,2015,{"$f":"IF($N1999<0.2*(1000/'Scenario Setup'!$E$159-10),0,($N1999-0.2*(1000/'Scenario Setup'!$E$159-10))^2/($N1999+0.8*(1000/'Scenario Setup'!$E$159-10)))","v":{"$error":"#DIV/0!"}},{"$error":"#DIV/0!"},{"$error":"#DIV/0!"},{"$error":"#DIV/0!"},{"$error":"#DIV/0!"}]
[null,null,null,null,null,null,null,null,null,null,null,null,null,2.16,0.9877511024007839,2016,{"$f":"IF($N2000<0.2*(1000/'Scenario Setup'!$E$159-10),0,($N2000-0.2*(1000/'Scenario Setup'!$E$159-10))^2/($N2000+0.8*(1000/'Scenario Setup'!$E$159-10)))","v":{"$error":"#DIV/0!"}},{"$error":"#DIV/0!"},{"$error":"#DIV/0!"},{"$error":"#DIV/0!"},{"$error":"#DIV/0!"}]
[null,null,null,null,null,null,null,null,null,null,null,null,null,2.17,0.98824105830475262,2017,{"$f":"IF($N2001<0.2*(1000/'Scenario Setup'!$E$159-10),0,($N2001-0.2*(1000/'Scenario Setup'!$E$159-10))^2/($N2001+0.8*(1000/'Scenario Setup'!$E$159-10)))","v":{"$error":"#DIV/0!"}},{"$error":"#DIV/0!"},{"$error":"#DIV/0!"},{"$error":"#DIV/0!"},{"$error":"#DIV/0!"}]
[null,null,null,null,null,null,null,null,null,null,null,null,null,2.1800000000000002,0.98873101420872123,2018,{"$f":"IF($N2002<0.2*(1000/'Scenario Setup'!$E$159-10),0,($N2002-0.2*(1000/'Scenario Setup'!$E$159-10))^2/($N2002+0.8*(1000/'Scenario Setup'!$E$159-10)))","v":{"$error":"#DIV/0!"}},{"$error":"#DIV/0!"},{"$error":"#DIV/0!"},{"$error":"#DIV/0!"},{"$error":"#DIV/0!"}]
[null,null,null,null,null,null,null,null,null,null,null,null,null,2.1800000000000002,0.98922097011268983,2019,{"$f":"IF($N2003<0.2*(1000/'Scenario Setup'!$E$159-10),0,($N2003-0.2*(1000/'Scenario Setup'!$E$159-10))^2/($N2003+0.8*(1000/'Scenario Setup'!$E$159-10)))","v":{"$error":"#DIV/0!"}},{"$error":"#DIV/0!"},{"$error":"#DIV/0!"},{"$error":"#DIV/0!"},{"$error":"#DIV/0!"}]
[null,null,null,null,null,null,null,null,null,null,null,null,null,2.1800000000000002,0.98971092601665855,2020,{"$f":"IF($N2004<0.2*(1000/'Scenario Setup'!$E$159-10),0,($N2004-0.2*(1000/'Scenario Setup'!$E$159-10))^2/($N2004+0.8*(1000/'Scenario Setup'!$E$159-10)))","v":{"$error":"#DIV/0!"}},{"$error":"#DIV/0!"},{"$error":"#DIV/0!"},{"$error":"#DIV/0!"},{"$error":"#DIV/0!"}]
[null,null,null,null,null,null,null,null,null,null,null,null,null,2.19,0.99020088192062716,2021,{"$f":"IF($N2005<0.2*(1000/'Scenario Setup'!$E$159-10),0,($N2005-0.2*(1000/'Scenario Setup'!$E$159-10))^2/($N2005+0.8*(1000/'Scenario Setup'!$E$159-10)))","v":{"$error":"#DIV/0!"}},{"$error":"#DIV/0!"},{"$error":"#DIV/0!"},{"$error":"#DIV/0!"},{"$error":"#DIV/0!"}]
[null,null,null,null,null,null,null,null,null,null,null,null,null,2.2599999999999998,0.99069083782459577,2022,{"$f":"IF($N2006<0.2*(1000/'Scenario Setup'!$E$159-10),0,($N2006-0.2*(1000/'Scenario Setup'!$E$159-10))^2/($N2006+0.8*(1000/'Scenario Setup'!$E$159-10)))","v":{"$error":"#DIV/0!"}},{"$error":"#DIV/0!"},{"$error":"#DIV/0!"},{"$error":"#DIV/0!"},{"$error":"#DIV/0!"}]
[null,null,null,null,null,null,null,null,null,null,null,null,null,2.27,0.99118079372856438,2023,{"$f":"IF($N2007<0.2*(1000/'Scenario Setup'!$E$159-10),0,($N2007-0.2*(1000/'Scenario Setup'!$E$159-10))^2/($N2007+0.8*(1000/'Scenario Setup'!$E$159-10)))","v":{"$error":"#DIV/0!"}},{"$error":"#DIV/0!"},{"$error":"#DIV/0!"},{"$error":"#DIV/0!"},{"$error":"#DIV/0!"}]
[null,null,null,null,null,null,null,null,null,null,null,null,null,2.2799999999999998,0.9916707496325331,2024,{"$f":"IF($N2008<0.2*(1000/'Scenario Setup'!$E$159-10),0,($N2008-0.2*(1000/'Scenario Setup'!$E$159-10))^2/($N2008+0.8*(1000/'Scenario Setup'!$E$159-10)))","v":{"$error":"#DIV/0!"}},{"$error":"#DIV/0!"},{"$error":"#DIV/0!"},{"$error":"#DIV/0!"},{"$error":"#DIV/0!"}]
[null,null,null,null,null,null,null,null,null,null,null,null,null,2.29,0.99216070553650171,2025,{"$f":"IF($N2009<0.2*(1000/'Scenario Setup'!$E$159-10),0,($N2009-0.2*(1000/'Scenario Setup'!$E$159-10))^2/($N2009+0.8*(1000/'Scenario Setup'!$E$159-10)))","v":{"$error":"#DIV/0!"}},{"$error":"#DIV/0!"},{"$error":"#DIV/0!"},{"$error":"#DIV/0!"},{"$error":"#DIV/0!"}]
[null,null,null,null,null,null,null,null,null,null,null,null,null,2.31,0.99265066144047032,2026,{"$f":"IF($N2010<0.2*(1000/'Scenario Setup'!$E$159-10),0,($N2010-0.2*(1000/'Scenario Setup'!$E$159-10))^2/($N2010+0.8*(1000/'Scenario Setup'!$E$159-10)))","v":{"$error":"#DIV/0!"}},{"$error":"#DIV/0!"},{"$error":"#DIV/0!"},{"$error":"#DIV/0!"},{"$error":"#DIV/0!"}]
[null,null,null,null,null,null,null,null,null,null,null,null,null,2.36,0.99314061734443904,2027,{"$f":"IF($N2011<0.2*(1000/'Scenario Setup'!$E$159-10),0,($N2011-0.2*(1000/'Scenario Setup'!$E$159-10))^2/($N2011+0.8*(1000/'Scenario Setup'!$E$159-10)))","v":{"$error":"#DIV/0!"}},{"$error":"#DIV/0!"},{"$error":"#DIV/0!"},{"$error":"#DIV/0!"},{"$error":"#DIV/0!"}]
[null,null,null,null,null,null,null,null,null,null,null,null,null,2.41,0.99363057324840764,2028,{"$f":"IF($N2012<0.2*(1000/'Scenario Setup'!$E$159-10),0,($N2012-0.2*(1000/'Scenario Setup'!$E$159-10))^2/($N2012+0.8*(1000/'Scenario Setup'!$E$159-10)))","v":{"$error":"#DIV/0!"}},{"$error":"#DIV/0!"},{"$error":"#DIV/0!"},{"$error":"#DIV/0!"},{"$error":"#DIV/0!"}]
[null,null,null,null,null,null,null,null,null,null,null,null,null,2.4300000000000002,0.99412052915237625,2029,{"$f":"IF($N2013<0.2*(1000/'Scenario Setup'!$E$159-10),0,($N2013-0.2*(1000/'Scenario Setup'!$E$159-10))^2/($N2013+0.8*(1000/'Scenario Setup'!$E$159-10)))","v":{"$error":"#DIV/0!"}},{"$error":"#DIV/0!"},{"$error":"#DIV/0!"},{"$error":"#DIV/0!"},{"$error":"#DIV/0!"}]
[null,null,null,null,null,null,null,null,null,null,null,null,null,2.46,0.99461048505634497,2030,{"$f":"IF($N2014<0.2*(1000/'Scenario Setup'!$E$159-10),0,($N2014-0.2*(1000/'Scenario Setup'!$E$159-10))^2/($N2014+0.8*(1000/'Scenario Setup'!$E$159-10)))","v":{"$error":"#DIV/0!"}},{"$error":"#DIV/0!"},{"$error":"#DIV/0!"},{"$error":"#DIV/0!"},{"$error":"#DIV/0!"}]
[null,null,null,null,null,null,null,null,null,null,null,null,null,2.57,0.99510044096031358,2031,{"$f":"IF($N2015<0.2*(1000/'Scenario Setup'!$E$159-10),0,($N2015-0.2*(1000/'Scenario Setup'!$E$159-10))^2/($N2015+0.8*(1000/'Scenario Setup'!$E$159-10)))","v":{"$error":"#DIV/0!"}},{"$error":"#DIV/0!"},{"$error":"#DIV/0!"},{"$error":"#DIV/0!"},{"$error":"#DIV/0!"}]
[null,null,null,null,null,null,null,null,null,null,null,null,null,2.63,0.99559039686428219,2032,{"$f":"IF($N2016<0.2*(1000/'Scenario Setup'!$E$159-10),0,($N2016-0.2*(1000/'Scenario Setup'!$E$159-10))^2/($N2016+0.8*(1000/'Scenario Setup'!$E$159-10)))","v":{"$error":"#DIV/0!"}},{"$error":"#DIV/0!"},{"$error":"#DIV/0!"},{"$error":"#DIV/0!"},{"$error":"#DIV/0!"}]
[null,null,null,null,null,null,null,null,null,null,null,null,null,2.81,0.99608035276825091,2033,{"$f":"IF($N2017<0.2*(1000/'Scenario Setup'!$E$159-10),0,($N2017-0.2*(1000/'Scenario Setup'!$E$159-10))^2/($N2017+0.8*(1000/'Scenario Setup'!$E$159-10)))","v":{"$error":"#DIV/0!"}},{"$error":"#DIV/0!"},{"$error":"#DIV/0!"},{"$error":"#DIV/0!"},{"$error":"#DIV/0!"}]
[null,null,null,null,null,null,null,null,null,null,null,null,null,3.17,0.99657030867221952,2034,{"$f":"IF($N2018<0.2*(1000/'Scenario Setup'!$E$159-10),0,($N2018-0.2*(1000/'Scenario Setup'!$E$159-10))^2/($N2018+0.8*(1000/'Scenario Setup'!$E$159-10)))","v":{"$error":"#DIV/0!"}},{"$error":"#DIV/0!"},{"$error":"#DIV/0!"},{"$error":"#DIV/0!"},{"$error":"#DIV/0!"}]
[null,null,null,null,null,null,null,null,null,null,null,null,null,3.36,0.99706026457618813,2035,{"$f":"IF($N2019<0.2*(1000/'Scenario Setup'!$E$159-10),0,($N2019-0.2*(1000/'Scenario Setup'!$E$159-10))^2/($N2019+0.8*(1000/'Scenario Setup'!$E$159-10)))","v":{"$error":"#DIV/0!"}},{"$error":"#DIV/0!"},{"$error":"#DIV/0!"},{"$error":"#DIV/0!"},{"$error":"#DIV/0!"}]
[null,null,null,null,null,null,null,null,null,null,null,null,null,3.63,0.99755022048015674,2036,{"$f":"IF($N2020<0.2*(1000/'Scenario Setup'!$E$159-10),0,($N2020-0.2*(1000/'Scenario Setup'!$E$159-10))^2/($N2020+0.8*(1000/'Scenario Setup'!$E$159-10)))","v":{"$error":"#DIV/0!"}},{"$error":"#DIV/0!"},{"$error":"#DIV/0!"},{"$error":"#DIV/0!"},{"$error":"#DIV/0!"}]
[null,null,null,null,null,null,null,null,null,null,null,null,null,3.67,0.99804017638412545,2037,{"$f":"IF($N2021<0.2*(1000/'Scenario Setup'!$E$159-10),0,($N2021-0.2*(1000/'Scenario Setup'!$E$159-10))^2/($N2021+0.8*(1000/'Scenario Setup'!$E$159-10)))","v":{"$error":"#DIV/0!"}},{"$error":"#DIV/0!"},{"$error":"#DIV/0!"},{"$error":"#DIV/0!"},{"$error":"#DIV/0!"}]
[null,null,null,null,null,null,null,null,null,null,null,null,null,3.67,0.99853013228809406,2038,{"$f":"IF($N2022<0.2*(1000/'Scenario Setup'!$E$159-10),0,($N2022-0.2*(1000/'Scenario Setup'!$E$159-10))^2/($N2022+0.8*(1000/'Scenario Setup'!$E$159-10)))","v":{"$error":"#DIV/0!"}},{"$error":"#DIV/0!"},{"$error":"#DIV/0!"},{"$error":"#DIV/0!"},{"$error":"#DIV/0!"}]
[null,null,null,null,null,null,null,null,null,null,null,null,null,3.68,0.99902008819206267,2039,{"$f":"IF($N2023<0.2*(1000/'Scenario Setup'!$E$159-10),0,($N2023-0.2*(1000/'Scenario Setup'!$E$159-10))^2/($N2023+0.8*(1000/'Scenario Setup'!$E$159-10)))","v":{"$error":"#DIV/0!"}},{"$error":"#DIV/0!"},{"$error":"#DIV/0!"},{"$error":"#DIV/0!"},{"$error":"#DIV/0!"}]
[null,null,null,null,null,null,null,null,null,null,null,null,null,4.22,0.99951004409603139,2040,{"$f":"IF($N2024<0.2*(1000/'Scenario Setup'!$E$159-10),0,($N2024-0.2*(1000/'Scenario Setup'!$E$159-10))^2/($N2024+0.8*(1000/'Scenario Setup'!$E$159-10)))","v":{"$error":"#DIV/0!"}},{"$error":"#DIV/0!"},{"$error":"#DIV/0!"},{"$error":"#DIV/0!"},{"$error":"#DIV/0!"}]
[null,null,null,null,null,null,null,null,null,null,null,null,null,5.19,1,2041,{"$f":"IF($N2025<0.2*(1000/'Scenario Setup'!$E$159-10),0,($N2025-0.2*(1000/'Scenario Setup'!$E$159-10))^2/($N2025+0.8*(1000/'Scenario Setup'!$E$159-10)))","v":{"$error":"#DIV/0!"}},{"$error":"#DIV/0!"},{"$error":"#DIV/0!"},{"$error":"#DIV/0!"},{"$error":"#DIV/0!"}]
[null,null,null,null,null,null,null,null,null,null,null,null,null,{"$f":"SUM(N4:N2025)","v":1123.3599999999999}]

{"sheet":"TMDLLoads","index":6,"n_rows":713,"n_cols":31,"rows_kept":713,"cut":false,"hidden":true,"merged":[]}
["Stormwater Loads"]
[null,null,"Nitrogen as reported by https://data.maryland.gov/Energy-and-Environment/Chesapeake-Bay-Pollution-Loads-Nitrogen/rsrj-4w3t",null,null,"Phosphorus as reported by https://data.maryland.gov/Energy-and-Environment/Chesapeake-Bay-Pollution-Loads-Phosphorus/eumn-ip4q",null,null,"Sediment as reported by https://data.maryland.gov/Energy-and-Environment/Chesapeake-Bay-Pollution-Loads-Sediment/x5pe-335m",null,null,"Required Reductions from 2013"]
["County Model","County","TN - 2009 (lbs/yr)","TN - 2013 (lbs/yr)","TN - 2017 Target (lbs/yr)","TN - 2025 Target (lbs/yr)","TP - 2009 (lbs/yr)","TP - 2013 (lbs/yr)","TP - 2017 Target (lbs/yr)","TP - 2025 Target (lbs/yr)","TSS - 2009 (tons/yr)","TSS - 2013 (tons/yr)","TSS - 2017 Target (tons/yr)","TSS - 2025 Target (tons/yr)","TN - 2017 Reductions from 2009","TN - 2025 Reductions from 2009","TN - 2017 Reductions from 2013","TN - 2025 Reductions from 2013","TP - 2017 Reductions from 2009","TP - 2025 Reductions from 2009","TP - 2017 Reductions from 2013","TP - 2025 Reductions from 2013","TSS - 2017 Reductions from 2009","TSS - 2015 Reductions from 2009","TSS - 2017 Reductions from 2013","TSS - 2025 Reductions from 2013"]
["ALLEGANY","ALLEGANY County",{"$f":"SUMIFS(I$33:I$4118,$C$33:$C$4118,$A4)","v":78288.617268114976},{"$f":"SUMIFS(M$33:M$4118,$C$33:$C$4118,$A4)","v":76023.484068751},{"$f":"SUMIFS(N$33:N$4118,$C$33:$C$4118,$A4)","v":71821.419200597011},{"$f":"SUMIFS(O$33:O$4118,$C$33:$C$4118,$A4)","v":67509.953823369025},{"$f":"SUMIFS(R$33:R$4118,$C$33:$C$4118,$A4)","v":25104.632318989999},{"$f":"SUMIFS(V$33:V$4118,$C$33:$C$4118,$A4)","v":23201.367461370002},{"$f":"SUMIFS(W$33:W$4118,$C$33:$C$4118,$A4)","v":21623.498465054992},{"$f":"SUMIFS(X$33:X$4118,$C$33:$C$4118,$A4)","v":19302.742567833004},{"$f":"SUMIFS(AA$33:AA$4118,$C$33:$C$4118,$A4)","v":24133968.721833795},{"$f":"SUMIFS(AE$33:AE$4118,$C$33:$C$4118,$A4)","v":24012540.55594359},{"$f":"NA()","v":{"$error":"#N/A"}},{"$f":"NA()","v":{"$error":"#N/A"}},{"$f":"C4-E4","v":6467.1980675179657},{"$f":"C4-F4","v":10778.663444745951},{"$f":"D4-E4","v":4202.0648681539897},{"$f":"D4-F4","v":8513.530245381975},{"$f":"G4-I4","v":3481.1338539350072},{"$f":"G4-J4","v":5801.8897511569958},{"$f":"H4-I4","v":1577.86899631501},{"$f":"H4-J4","v":3898.6248935369986},{"$f":"NA()","v":{"$error":"#N/A"}},{"$f":"NA()","v":{"$error":"#N/A"}},{"$f":"NA()","v":{"$error":"#N/A"}},{"$f":"NA()","v":{"$error":"#N/A"}}]
["ANNE ARUNDEL","ANNE ARUNDEL County",938469.86028065009,948480.44722473319,765384.78157135041,649994.72906963993,82688.286624621003,72831.069007179991,60321.622195344011,45410.512577059009,24593663.682340991,24174244.340953141,{"$f":"NA()","v":{"$error":"#N/A"}},{"$f":"NA()","v":{"$error":"#N/A"}},173085.07870929968,288475.13121101016,183095.66565338278,298485.71815509326,22366.664429276992,37277.774047561994,12509.44681183598,27420.556430120982,{"$f":"NA()","v":{"$error":"#N/A"}},{"$f":"NA()","v":{"$error":"#N/A"}},{"$f":"NA()","v":{"$error":"#N/A"}},{"$f":"NA()","v":{"$error":"#N/A"}}]
["BALTIMORE","BALTIMORE County",872539.91425956425,838139.136660391,721504.98605857696,620815.03400615219,63576.646400186008,54413.294118491001,47002.536957508004,35953.130663921002,59703506.083171032,49911919.35636688,{"$f":"NA()","v":{"$error":"#N/A"}},{"$f":"NA()","v":{"$error":"#N/A"}},151034.92820098728,251724.88025341206,116634.15060181404,217324.10265423881,16574.109442678004,27623.515736265006,7410.7571609829974,18460.16345457,{"$f":"NA()","v":{"$error":"#N/A"}},{"$f":"NA()","v":{"$error":"#N/A"}},{"$f":"NA()","v":{"$error":"#N/A"}},{"$f":"NA()","v":{"$error":"#N/A"}}]
["CALVERT","CALVERT County",197447.47107798202,175827.15063226796,161659.773469743,137801.30840034995,20912.883261024002,15666.304605259997,15208.351087368999,11405.329637885998,6674236.2261738004,4796363.4449899998,{"$f":"NA()","v":{"$error":"#N/A"}},{"$f":"NA()","v":{"$error":"#N/A"}},35787.697608239017,59646.162677632063,14167.377162524965,38025.84223191801,5704.5321736550031,9507.5536231380047,457.95351789099732,4260.9749673739989,{"$f":"NA()","v":{"$error":"#N/A"}},{"$f":"NA()","v":{"$error":"#N/A"}},{"$f":"NA()","v":{"$error":"#N/A"}},{"$f":"NA()","v":{"$error":"#N/A"}}]
["CAROLINE","CAROLINE County",155253.12938150001,162223.53918970001,129046.74298209998,111575.81870340001,9048.363629079,8287.1659864310004,6947.4493309399995,5546.8397990800004,2959811.1835639998,3191991.507673,{"$f":"NA()","v":{"$error":"#N/A"}},{"$f":"NA()","v":{"$error":"#N/A"}},26206.386399400028,43677.310678099995,33176.796207600026,50647.720486299993,2100.9142981390005,3501.5238299989996,1339.7166554910009,2740.326187351,{"$f":"NA()","v":{"$error":"#N/A"}},{"$f":"NA()","v":{"$error":"#N/A"}},{"$f":"NA()","v":{"$error":"#N/A"}},{"$f":"NA()","v":{"$error":"#N/A"}}]
["CARROLL","CARROLL County",163458.92474589005,155520.21917346001,153422.62336107,146731.75579528997,17174.315728386002,14537.770598900002,15123.725986264002,13756.666158745998,15818963.973336,14090529.768721001,{"$f":"NA()","v":{"$error":"#N/A"}},{"$f":"NA()","v":{"$error":"#N/A"}},10036.30138482005,16727.168950600084,2097.5958123900054,8788.4633781700395,2050.5897421219997,3417.6495696400034,-585.95538736399976,781.1044401540039,{"$f":"NA()","v":{"$error":"#N/A"}},{"$f":"NA()","v":{"$error":"#N/A"}},{"$f":"NA()","v":{"$error":"#N/A"}},{"$f":"NA()","v":{"$error":"#N/A"}}]
["CECIL","CECIL County",337970.56830968801,334911.45216363104,276428.07344420208,235399.74355359,15878.085042586998,14464.890881711,12111.705275648001,9600.7854310600014,13819581.114327976,14362124.809447099,{"$f":"NA()","v":{"$error":"#N/A"}},{"$f":"NA()","v":{"$error":"#N/A"}},61542.494865485933,102570.82475609801,58483.378719428962,99511.708610041038,3766.3797669389969,6277.2996115269962,2353.1856060629998,4864.105450650999,{"$f":"NA()","v":{"$error":"#N/A"}},{"$f":"NA()","v":{"$error":"#N/A"}},{"$f":"NA()","v":{"$error":"#N/A"}},{"$f":"NA()","v":{"$error":"#N/A"}}]
["CHARLES","CHARLES County",222546.071693081,250805.42859151002,213825.28440470994,208011.42625078003,30419.255549796999,31917.159703154004,29830.408467039004,29437.843744897003,10927165.349015322,13500639.439165998,{"$f":"NA()","v":{"$error":"#N/A"}},{"$f":"NA()","v":{"$error":"#N/A"}},8720.7872883710661,14534.645442300971,36980.144186800084,42794.002340729989,588.84708275799494,981.41180489999533,2086.7512361150002,2479.3159582570006,{"$f":"NA()","v":{"$error":"#N/A"}},{"$f":"NA()","v":{"$error":"#N/A"}},{"$f":"NA()","v":{"$error":"#N/A"}},{"$f":"NA()","v":{"$error":"#N/A"}}]
["DORCHESTER","DORCHESTER County",128225.90273372401,159481.77841140996,107890.22489837198,94333.106378675991,8760.4482620910021,10277.460251084,6988.1433709939993,5806.6067763180017,2691991.3323669005,4138062.4623710006,{"$f":"NA()","v":{"$error":"#N/A"}},{"$f":"NA()","v":{"$error":"#N/A"}},20335.677835352035,33892.79635504802,51591.553513037987,65148.672032733972,1772.3048910970028,2953.8414857730004,3289.3168800900003,4470.8534747659978,{"$f":"NA()","v":{"$error":"#N/A"}},{"$f":"NA()","v":{"$error":"#N/A"}},{"$f":"NA()","v":{"$error":"#N/A"}},{"$f":"NA()","v":{"$error":"#N/A"}}]
["FREDERICK","FREDERICK County",919442.88698268693,913047.92682280007,867140.70444902196,832272.58270245488,49952.481211440019,42937.153966065998,45634.082315749009,42755.149721718997,31588801.680565,29301889.086924005,{"$f":"NA()","v":{"$error":"#N/A"}},{"$f":"NA()","v":{"$error":"#N/A"}},52302.182533664978,87170.304280232056,45907.222373778117,80775.344120345195,4318.3988956910107,7197.3314897210221,-2696.9283496830103,182.00424434700108,{"$f":"NA()","v":{"$error":"#N/A"}},{"$f":"NA()","v":{"$error":"#N/A"}},{"$f":"NA()","v":{"$error":"#N/A"}},{"$f":"NA()","v":{"$error":"#N/A"}}]
["GARRETT","GARRETT County",7931.4587471499999,7839.2430685399995,7394.1269218000007,7035.9057045299996,5974.75005229,5899.8311716789995,5328.8155315599997,4898.1925190089996,4583434.0072860001,4495589.8074239995,{"$f":"NA()","v":{"$error":"#N/A"}},{"$f":"NA()","v":{"$error":"#N/A"}},537.33182534999924,895.55304262000027,445.11614673999884,803.33736400999987,645.93452073000026,1076.5575332810004,571.01564011899973,1001.6386526699998,{"$f":"NA()","v":{"$error":"#N/A"}},{"$f":"NA()","v":{"$error":"#N/A"}},{"$f":"NA()","v":{"$error":"#N/A"}},{"$f":"NA()","v":{"$error":"#N/A"}}]
["HARFORD","HARFORD County",754277.40091104002,736738.92516759993,628392.82061919104,544469.76707363606,42058.469171786011,37600.829665538993,32716.478918406003,26488.485418000997,36091782.805711292,36585196.97901991,{"$f":"NA()","v":{"$error":"#N/A"}},{"$f":"NA()","v":{"$error":"#N/A"}},125884.58029184898,209807.63383740396,108346.10454840888,192269.15809396387,9341.9902533800087,15569.983753785014,4884.3507471329904,11112.344247537996,{"$f":"NA()","v":{"$error":"#N/A"}},{"$f":"NA()","v":{"$error":"#N/A"}},{"$f":"NA()","v":{"$error":"#N/A"}},{"$f":"NA()","v":{"$error":"#N/A"}}]
["HOWARD","HOWARD County",409371.49053119496,386456.63260153105,379757.28198550298,360014.47629599099,24911.484964810999,20430.038507406,22219.778947401999,20425.308269998997,33574301.674373001,29827078.118587002,{"$f":"NA()","v":{"$error":"#N/A"}},{"$f":"NA()","v":{"$error":"#N/A"}},29614.208545691974,49357.014235203969,6699.3506160280667,26442.156305540062,2691.7060174090002,4486.1766948120021,-1789.7404399959996,4.7302374070022779,{"$f":"NA()","v":{"$error":"#N/A"}},{"$f":"NA()","v":{"$error":"#N/A"}},{"$f":"NA()","v":{"$error":"#N/A"}},{"$f":"NA()","v":{"$error":"#N/A"}}]
["KENT","KENT County",116715.543275912,114985.93754275102,91037.963138409017,73919.576382175001,7017.8428138380013,5898.2206134259986,4879.8533332070001,3454.5270127100007,2547384.4175221999,2480936.0951729091,{"$f":"NA()","v":{"$error":"#N/A"}},{"$f":"NA()","v":{"$error":"#N/A"}},25677.580137502984,42795.966893737001,23947.974404342007,41066.361160576023,2137.9894806310012,3563.3158011280007,1018.3672802189985,2443.6936007159979,{"$f":"NA()","v":{"$error":"#N/A"}},{"$f":"NA()","v":{"$error":"#N/A"}},{"$f":"NA()","v":{"$error":"#N/A"}},{"$f":"NA()","v":{"$error":"#N/A"}}]
["MONTGOMERY","MONTGOMERY County",1344839.5825979072,1348085.8951428591,1245621.08472401,1179475.4192781048,69684.95110428,66228.51044940202,66096.322781447001,63703.903893677998,73335899.735831797,74086298.616612896,{"$f":"NA()","v":{"$error":"#N/A"}},{"$f":"NA()","v":{"$error":"#N/A"}},99218.497873897199,165364.16331980238,102464.81041884911,168610.47586475429,3588.6283228329994,5981.0472106020025,132.1876679550187,2524.6065557240217,{"$f":"NA()","v":{"$error":"#N/A"}},{"$f":"NA()","v":{"$error":"#N/A"}},{"$f":"NA()","v":{"$error":"#N/A"}},{"$f":"NA()","v":{"$error":"#N/A"}}]
["PRINCE GEORGES","PRINCE GEORGE'S County",887737.22587525973,771391.84717063303,757492.32833344105,670662.39668695524,110974.96993534602,84261.659093586059,87424.391608982958,71724.006058237021,79263430.127079278,57905795.929184213,{"$f":"NA()","v":{"$error":"#N/A"}},{"$f":"NA()","v":{"$error":"#N/A"}},130244.89754181867,217074.82918830449,13899.518837191979,100729.45048367779,23550.578326363058,39250.963877108996,-3162.7325153968995,12537.653035349038,{"$f":"NA()","v":{"$error":"#N/A"}},{"$f":"NA()","v":{"$error":"#N/A"}},{"$f":"NA()","v":{"$error":"#N/A"}},{"$f":"NA()","v":{"$error":"#N/A"}}]
["QUEEN ANNES","QUEEN ANNE'S County",193523.58417019001,195468.54614475,156900.05042689102,132484.36126508599,10889.662114212999,10197.56248796,8427.229806360001,6785.6082677530012,5656295.6417426998,6109164.4735662006,{"$f":"NA()","v":{"$error":"#N/A"}},{"$f":"NA()","v":{"$error":"#N/A"}},36623.533743298991,61039.222905104019,38568.495717858983,62984.184879664012,2462.4323078529978,4104.0538464599977,1770.332681599999,3411.9542202069988,{"$f":"NA()","v":{"$error":"#N/A"}},{"$f":"NA()","v":{"$error":"#N/A"}},{"$f":"NA()","v":{"$error":"#N/A"}},{"$f":"NA()","v":{"$error":"#N/A"}}]
["ST MARYS","ST. MARY'S County",213580.46812127004,245954.21870049002,198611.06279323003,188631.45924789004,25034.937553432006,29445.620098654003,22434.013822105004,20700.064669910997,12028717.619504301,18148160.451457903,{"$f":"NA()","v":{"$error":"#N/A"}},{"$f":"NA()","v":{"$error":"#N/A"}},14969.405328040011,24949.008873379993,47343.155907259992,57322.759452599974,2600.9237313270023,4334.8728835210095,7011.6062765489987,8745.5554287430059,{"$f":"NA()","v":{"$error":"#N/A"}},{"$f":"NA()","v":{"$error":"#N/A"}},{"$f":"NA()","v":{"$error":"#N/A"}},{"$f":"NA()","v":{"$error":"#N/A"}}]
["SOMERSET","SOMERSET County",111158.77376820898,125927.53440178999,88759.542264818985,73826.721252456016,7458.3543578010012,7298.283077621998,5200.6491977489995,3695.51242542,2352934.4305602801,2612187.852281,{"$f":"NA()","v":{"$error":"#N/A"}},{"$f":"NA()","v":{"$error":"#N/A"}},22399.231503389994,37332.052515752963,37167.992136971006,52100.813149333975,2257.7051600520017,3762.8419323810012,2097.6338798729985,3602.770652201998,{"$f":"NA()","v":{"$error":"#N/A"}},{"$f":"NA()","v":{"$error":"#N/A"}},{"$f":"NA()","v":{"$error":"#N/A"}},{"$f":"NA()","v":{"$error":"#N/A"}}]
["TALBOT","TALBOT County",187806.26906403599,195459.17636539301,151197.58860908099,126791.80165967401,11195.769800039001,10352.220543459001,8149.4399423980021,6118.5533707539989,3684977.3985495199,4516148.6632747594,{"$f":"NA()","v":{"$error":"#N/A"}},{"$f":"NA()","v":{"$error":"#N/A"}},36608.680454955,61014.467404361989,44261.587756312016,68667.374705719005,3046.3298576409989,5077.2164292850021,2202.7806010609993,4233.6671727050025,{"$f":"NA()","v":{"$error":"#N/A"}},{"$f":"NA()","v":{"$error":"#N/A"}},{"$f":"NA()","v":{"$error":"#N/A"}},{"$f":"NA()","v":{"$error":"#N/A"}}]
["WASHINGTON","WASHINGTON County",576078.07716884918,650268.771708332,559178.76157629397,547912.55123370816,19392.6547851,22216.036261792997,19725.285546771989,19947.039390147998,25065770.097557306,32370636.549448304,{"$f":"NA()","v":{"$error":"#N/A"}},{"$f":"NA()","v":{"$error":"#N/A"}},16899.315592555213,28165.52593514102,91090.010132038034,102356.22047462384,-332.6307616719896,-554.38460504799878,2490.7507150210076,2268.9968716449985,{"$f":"NA()","v":{"$error":"#N/A"}},{"$f":"NA()","v":{"$error":"#N/A"}},{"$f":"NA()","v":{"$error":"#N/A"}},{"$f":"NA()","v":{"$error":"#N/A"}}]
["WICOMICO","WICOMICO County",258444.79972636999,276060.68704167003,227041.04098381,206105.20176221,15799.647314490001,15816.977393024998,12993.363991960003,11122.508442285001,5007839.4397240011,6114038.1691298988,{"$f":"NA()","v":{"$error":"#N/A"}},{"$f":"NA()","v":{"$error":"#N/A"}},31403.758742559992,52339.597964159999,49019.646057860024,69955.48527946003,2806.2833225299983,4677.1388722049996,2823.6134010649948,4694.4689507399962,{"$f":"NA()","v":{"$error":"#N/A"}},{"$f":"NA()","v":{"$error":"#N/A"}},{"$f":"NA()","v":{"$error":"#N/A"}},{"$f":"NA()","v":{"$error":"#N/A"}}]
["WORCESTER","WORCESTER County",45044.355745599998,47955.378542000006,41049.053217700006,38385.518195200006,3327.4971636999999,3220.9091955800004,2872.9190230500003,2569.8669289199997,1247316.8922999999,1336191.2943499999,{"$f":"NA()","v":{"$error":"#N/A"}},{"$f":"NA()","v":{"$error":"#N/A"}},3995.3025278999921,6658.8375503999923,6906.3253242999999,9569.8603468000001,454.57814064999957,757.63023478000014,347.99017253000011,651.04226666000068,{"$f":"NA()","v":{"$error":"#N/A"}},{"$f":"NA()","v":{"$error":"#N/A"}},{"$f":"NA()","v":{"$error":"#N/A"}},{"$f":"NA()","v":{"$error":"#N/A"}}]
["BALTIMORE CITY","BALTIMORE CITY",413055.51682611008,415071.69994689006,343407.69624481996,296975.81581471994,34323.417711231989,32322.894549588997,25811.323492577001,20136.594015511004,36787860.178286001,34162387.099318005,{"$f":"NA()","v":{"$error":"#N/A"}},{"$f":"NA()","v":{"$error":"#N/A"}},69647.820581290114,116079.70101139013,71664.003702070098,118095.88413217012,8512.0942186549873,14186.823695720985,6511.5710570119954,12186.300534077993,{"$f":"NA()","v":{"$error":"#N/A"}},{"$f":"NA()","v":{"$error":"#N/A"}},{"$f":"NA()","v":{"$error":"#N/A"}},{"$f":"NA()","v":{"$error":"#N/A"}}]
[]
[]
[]
[null,null,null,null,null,null,"Nitrogen",null,null,null,null,null,null,null,null,"Phosphorus",null,null,null,null,null,null,null,null,"Sediment"]
["Land-River Segment","FIPS","County","Tributary Basin","Major Basin","Source Sector","Total N, 1985 (lb.)","Total N, 2007 (lb.)","Total N, 2009 (lb.)","Total N, 2010 (lb.)","Total N, 2011 (lb.)","Total N, 2012 (lb.)","Total N, 2013 (lb.)","Total N Target, 2017 (lb.)","Total N Target 2025 (lb.)","Total P, 1985 (lb.)","Total P, 2007 (lb.)","Total P, 2009 (lb.)","Total P, 2010 (lb.)","Total P, 2011 (lb.)","Total P, 2012 (lb.)","Total P, 2013 (lb.)","Total P Target, 2017 (lb.)","Total P Target 2025 (lb.)","Total Sediment, 1985 (T)","Total Sediment, 2007 (T)","Total Sediment, 2009 (T)","Total Sediment, 2010 (T)","Total Sediment, 2011 (T)","Total Sediment, 2012 (T)","Total Sediment, 2013 (T)"]
["A24001PU0_3871_3690","24001","ALLEGANY","Upper Potomac","Potomac River Basin","Stormwater",4163.4872610000002,2510.1138759999999,2473.7452499999999,2463.5646750000001,2455.81718,2456.445068,5187.8550370000003,2278.617397,2148.5321610000001,795.78540180000005,561.28832690000002,558.58755059999999,556.96359559999996,554.12307810000004,554.28564960000006,1090.8895769999999,473.67571120000002,417.0678183,913698.59730000002,590916.5037,586669.02269999997,585777.41159999999,579858.2537,580363.7818,1213053.1669999999]
["A24001PU1_3100_3690","24001","ALLEGANY","Upper Potomac","Potomac River Basin","Stormwater",2093.07341,1496.25692,1479.8590320000001,1454.163757,1450.836548,1453.3614500000001,2195.3904120000002,1352.332433,1267.314701,363.12457080000001,287.4801903,285.99559019999998,282.39905169999997,281.08455659999998,281.71884540000002,357.42698669999999,239.4505552,208.42053189999999,359661.27740000002,284025.16609999997,281798.01909999998,281158.79690000002,278102.6778,278679.84379999997,360063.69530000002]
["A24001PU1_3580_3780","24001","ALLEGANY","Upper Potomac","Potomac River Basin","Stormwater",5865.3732300000001,6168.205078,6048.8842770000001,6000.1353150000004,6024.332367,6366.9096689999997,5457.4273069999999,5626.4381469999998,5344.8073940000004,1109.5233229999999,1469.1744839999999,1376.7293090000001,1365.280182,1363.3603210000001,1534.8876339999999,1048.4339749999999,1200.1630749999999,1082.4522529999999,1162205.5859999999,1637708.774,1486322.11,1505995.625,1494593.094,1735184.3130000001,1255221.375]
["A24001PU2_3180_3370","24001","ALLEGANY","Upper Potomac","Potomac River Basin","Stormwater",25.18688933,19.55453404,19.5819659,19.323354250000001,19.3292079,19.404352660000001,23.430314060000001,17.92626276,16.822460670000002,17.7221908,16.127294580000001,16.225578909999999,16.063490869999999,16.013525009999999,16.061270230000002,18.65552306,13.603200989999999,11.854949039999999,22483.157709999999,20159.084419999999,20215.16102,20209.080559999999,20020.268309999999,20052.732179999999,24904.94946]
["A24001PU2_3370_4020","24001","ALLEGANY","Upper Potomac","Potomac River Basin","Stormwater",2761.1654050000002,2022.139183,2003.2095260000001,1978.0760270000001,2030.5112300000001,1983.157387,2631.522316,1837.4443779999999,1726.9342790000001,1036.253839,849.12751579999997,846.18717949999996,839.00894170000004,865.59172060000003,838.86080179999999,1023.983795,714.74378460000003,627.11485459999994,1252749.47,777268.22470000002,772182.71189999999,771024.98829999997,836665.44920000003,766288.32420000003,1066144.473]
["A24001PU4_3780_3930","24001","ALLEGANY","Upper Potomac","Potomac River Basin","Stormwater",7760.065834,5591.7370979999996,5551.8562650000003,5388.5932510000002,5381.517339,5400.5093610000004,5799.7734760000003,5036.1057060000003,4692.2719999999999,1036.7175789999999,762.10227680000003,758.10648830000002,738.02274799999998,735.3822103,739.18409780000002,730.99664740000003,622.69331009999996,532.41785800000002,1217227.4129999999,726738.11919999996,720409.18169999996,718221.99439999997,710339.8382,712626.77309999999,868913.05009999999]
["A24001PU4_3890_3990","24001","ALLEGANY","Upper Potomac","Potomac River Basin","Stormwater",68.062650059999996,52.219510640000003,51.501867470000001,51.066324299999998,51.02728887,50.932248600000001,22.575096349999999,47.309349240000003,44.514337089999998,11.49764598,11.23706059,11.18036399,11.119686140000001,11.11555946,11.070191530000001,4.5704572729999997,9.4460191899999995,8.2897893230000008,17844.395420000001,17634.58512,17505.853449999999,17489.866539999999,17411.200420000001,17325.879130000001,7270.2807110000003]
["A24001PU4_3990_3780","24001","ALLEGANY","Upper Potomac","Potomac River Basin","Stormwater",252.9413576,234.6828003,233.28035929999999,222.67565260000001,221.14016219999999,226.20831279999999,190.1159213,210.40925390000001,195.1618503,29.728630420000002,31.962001560000001,31.251054289999999,29.15313042,28.79166352,30.09551132,17.502885079999999,25.407441039999998,21.511698880000001,31745.088619999999,35236.380120000002,33803.367550000003,31596.893789999998,31017.760549999999,32760.996279999999,20286.080450000001]
["A24001PU5_3930_4170","24001","ALLEGANY","Upper Potomac","Potomac River Basin","Stormwater",4036.7634280000002,3139.9211730000002,3106.3972170000002,3049.6850589999999,3043.0689699999998,3048.6199959999999,3505.8485110000001,2837.087403,2657.5475280000001,502.48505019999999,472.36632350000002,469.94881820000001,463.71763609999999,461.59680179999998,462.70763399999998,505.75355919999998,392.9877985,341.680452,425364.44919999997,401412.59860000003,398229.125,397230.65629999997,392911.75400000002,393748.45309999998,450981.30080000003]
["A24001PU5_4170_4020","24001","ALLEGANY","Upper Potomac","Potomac River Basin","Stormwater",5.1143519880000001,3.8695809840000002,3.8217860460000002,3.7737319469999999,3.7613680359999999,3.7664340730000001,8.0009951590000004,3.5017136299999998,3.2883320189999998,0.62323468100000001,0.58460336899999998,0.58163653299999996,0.57663860099999997,0.57353545699999997,0.57457296599999996,1.2946551150000001,0.489334722,0.42780018199999997,1320.873108,1246.6452790000001,1237.4496919999999,1236.8383100000001,1223.0569149999999,1225.2035530000001,3048.6507029999998]
["A24001PU6_3870_3690","24001","ALLEGANY","Upper Potomac","Potomac River Basin","Stormwater",899.74536230000001,687.71413329999996,679.59699920000003,669.61039730000005,667.56080629999997,668.83639530000005,748.09623339999996,622.04508539999995,583.67714279999996,91.750341419999998,86.174924680000004,85.731849850000003,84.852248189999997,84.414528849999996,84.593313210000005,91.247711179999996,72.000739339999996,62.846665659999999,134349.11040000001,126981.9662,126022.6544,125843.417,124469.9473,124716.52340000001,151756.76759999999]
["A24001PU6_4020_3870","24001","ALLEGANY","Upper Potomac","Potomac River Basin","Stormwater",997.87232730000005,695.79261859999997,684.70805059999998,683.62786110000002,680.914986,680.84214780000002,941.08194800000001,631.69756170000005,596.35723570000005,135.002883,121.5433542,120.9350168,120.7715008,120.0866585,120.1110635,168.55904269999999,102.7464682,90.620769240000001,151786.7887,135302.5189,134327.99679999999,134154.4987,132698.81390000001,132888.76860000001,200163.0238]
["A24003WL0_4390_0000","24003","ANNE ARUNDEL","Lower Western Shore","Western Shore of Chesapeake Bay","Stormwater",60435.638229999997,56345.040200000003,55802.269059999999,53881.689059999997,53892.384919999997,54411.668830000002,51758.198060000002,43695.427049999998,35624.199050000003,5049.3720059999996,5308.5653380000003,5154.6634450000001,4950.6501770000004,4921.9357149999996,4985.0871429999997,4037.889514,3602.0691149999998,2567.0062280000002,1209500.655,1258597.82,1181788.6129999999,1150455.6640000001,1128972.629,1144697.898,992468.46970000002]
["A24003WL0_4391_0000","24003","ANNE ARUNDEL","Lower Western Shore","Western Shore of Chesapeake Bay","Stormwater",15456.59254,14481.010130000001,14350.179120000001,13881.94608,13856.59116,14015.21883,14816.2009,11253.82022,9189.5809570000001,1286.8822479999999,1366.3148819999999,1331.764707,1286.033089,1270.9481169999999,1294.292406,1227.7886579999999,935.38177870000004,671.12649339999996,469958.90110000002,496483.1778,468495.69319999998,459839.15629999997,445528.16129999998,457286.45309999998,491953.82819999999]
["A24003WL0_4392_0000","24003","ANNE ARUNDEL","Lower Western Shore","Western Shore of Chesapeake Bay","Stormwater",49976.038509999998,49573.356970000001,49011.514060000001,47199.34979,47188.477279999999,47549.987520000002,46966.269500000002,38273.929219999998,31115.53932,4218.9901239999999,4603.9416879999999,4474.6108809999996,4275.5817079999997,4258.826247,4299.0443949999999,3729.885464,3101.2746849999999,2185.7172209999999,1526803.3570000001,1562437.034,1449220.8959999999,1379929.2450000001,1359575.4620000001,1370977.7150000001,1312273.3489999999]
["A24003WL0_4393_0000","24003","ANNE ARUNDEL","Lower Western Shore","Western Shore of Chesapeake Bay","Stormwater",608.25634760000003,493.73178480000001,484.43811790000001,466.33702849999997,466.34489059999999,469.15649409999997,717.36311909999995,378.04996599999998,307.1245313,47.283765320000001,43.190078739999997,42.405340189999997,40.969671720000001,40.833790780000001,41.175809860000001,56.722058769999997,29.283393570000001,20.535429149999999,15705.078740000001,14283.27795,13858.95386,13809.277830000001,13613.73486,13717.333979999999,22648.555899999999]
["A24003WL0_4394_0000","24003","ANNE ARUNDEL","Lower Western Shore","Western Shore of Chesapeake Bay","Stormwater",2395.6001430000001,2131.9195559999998,2141.3517299999999,2092.4844819999998,2101.1941379999998,2131.4159439999999,4054.5169679999999,1700.6566640000001,1406.8599529999999,206.65994409999999,232.91593839999999,224.8222389,217.91181560000001,216.84837340000001,220.112606,365.60589599999997,163.48936509999999,122.60078249999999,68212.663029999996,91628.523379999999,82667.515629999994,79195.91188,77862.8606,78892.769530000005,129855.50780000001]
["A24003WL0_4420_0000","24003","ANNE ARUNDEL","Lower Western Shore","Western Shore of Chesapeake Bay","Stormwater",58980.387210000001,68974.359379999994,69269.77923,67251.225860000006,67564.439270000003,68503.934330000004,66955.056209999995,54476.896439999997,44614.974580000002,5168.4531820000002,6964.9491690000004,6705.9477649999999,6426.514287,6402.9708330000003,6506.8083809999998,5542.221329,4768.8368659999996,3477.4296009999998,958164.56669999997,1308058.419,1176541.0330000001,1115988.3740000001,1096349.4790000001,1114342.797,987599.92189999996]
["A24003WL0_4421_0000","24003","ANNE ARUNDEL","Lower Western Shore","Western Shore of Chesapeake Bay","Stormwater",31469.892090000001,29079.51959,28818.307489999999,27814.442459999998,27856.920600000001,28032.695830000001,26578.446489999998,22525.119409999999,18329.660690000001,2568.1015779999998,2662.7632450000001,2599.6996690000001,2498.0938540000002,2484.618434,2503.5670989999999,2072.9182850000002,1808.0261009999999,1280.2437219999999,733743.91610000003,750923.74419999996,711449.86430000002,694401.5821,679494.29399999999,683819.75009999995,627478.38379999995]
["A24003WL0_4422_0000","24003","ANNE ARUNDEL","Lower Western Shore","Western Shore of Chesapeake Bay","Stormwater",10923.30838,9065.1798999999992,8915.0079310000001,8638.1018220000005,8631.0578619999997,8672.7690430000002,10190.17468,7024.4110680000003,5764.0131590000001,963.86845970000002,889.95386480000002,877.91540069999996,854.21754069999997,850.55286790000002,855.89270020000004,985.79785919999995,619.6434908,447.46221759999997,406654.03590000002,359619.32679999998,350863.08559999999,348361.27980000002,343584.7242,345585.19540000003,465557.22659999999]
["A24003WL0_4423_0000","24003","ANNE ARUNDEL","Lower Western Shore","Western Shore of Chesapeake Bay","Stormwater",53335.90324,50690.661249999997,49648.397449999997,48042.947849999997,48017.576179999996,48263.791019999997,49798.356160000003,39080.423029999998,32035.106749999999,4828.4097769999998,4909.3465500000002,4822.7768230000001,4692.7568730000003,4674.2298780000001,4705.2249750000001,4365.2988320000004,3399.7472659999999,2451.0608940000002,1751739.122,1557644.6780000001,1512897.5249999999,1506657.2690000001,1486174.135,1495576.5,1521785.6910000001]
["A24003WL0_4424_0000","24003","ANNE ARUNDEL","Lower Western Shore","Western Shore of Chesapeake Bay","Stormwater",20625.221799999999,20026.27219,19897.362430000001,19294.13884,19319.237799999999,19509.316080000001,21526.77954,15605.964529999999,12745.032590000001,1717.7722020000001,1858.66481,1817.0160519999999,1762.2716109999999,1748.2655150000001,1775.9550589999999,1722.974815,1276.459124,916.0878381,565618.60739999998,592654.00190000003,555512.52839999995,548217.04949999996,530931.74569999997,545336.25009999995,602939.62509999995]
["A24003WL0_4425_0000","24003","ANNE ARUNDEL","Lower Western Shore","Western Shore of Chesapeake Bay","Stormwater",5523.4303849999997,6176.5662080000002,6127.6339029999999,5922.0944099999997,5880.4232700000002,5970.8610570000001,5829.0759280000002,4810.7911629999999,3932.896002,494.78012639999997,607.82466409999995,590.58029509999994,567.26085939999996,553.34757409999997,569.55513010000004,509.3023986,416.0632392,299.71853529999998,182148.62169999999,206967.9351,191596.97769999999,183423.541,171214.87580000001,181899.9834,176004.33979999999]
["A24003WL0_4600_0000","24003","ANNE ARUNDEL","Lower Western Shore","Western Shore of Chesapeake Bay","Stormwater",40871.619630000001,42968.945059999998,43103.558349999999,42016.722959999999,42473.397709999997,42989.867619999997,42965.611700000001,34044.189839999999,28004.610840000001,3600.5452879999998,4370.9164119999996,4250.1287849999999,4118.6175990000002,4139.5467680000002,4198.1100770000003,3789.9953609999998,3045.0903509999998,2241.7313949999998,710307.55660000001,868323.66810000001,811471.02359999996,793748.0196,790787.03910000005,802002.23439999996,772943.6875]
["A24003WL0_4601_0000","24003","ANNE ARUNDEL","Lower Western Shore","Western Shore of Chesapeake Bay","Stormwater",16202.665349999999,16469.68347,16349.581039999999,15711.882369999999,15750.83144,15845.37405,16108.533240000001,12725.539269999999,10309.511420000001,1313.174254,1490.875882,1453.417381,1378.607659,1377.4240580000001,1387.8435790000001,1224.215459,998.92267200000003,695.92619969999998,521595.40269999998,582524.71360000002,546201.66689999995,516489.70500000002,510222.86739999999,513427.14760000003,507819.07130000001]
["A24003WL0_4602_0000","24003","ANNE ARUNDEL","Lower Western Shore","Western Shore of Chesapeake Bay","Stormwater",12054.507659999999,13141.12271,13194.598019999999,12861.074570000001,12910.995419999999,13140.78854,15734.669190000001,10357.167160000001,8465.5465920000006,983.46376039999996,1214.5525970000001,1182.86689,1151.602386,1140.734156,1169.9974629999999,1268.989777,836.05974270000002,604.85497780000003,273602.67580000003,342509.65820000001,314965.94339999999,312409.58110000001,301053.58399999997,312494.62310000003,405311.63280000002]
["A24003WL0_4603_0000","24003","ANNE ARUNDEL","Lower Western Shore","Western Shore of Chesapeake Bay","Stormwater",43617.268550000001,49089.024290000001,49008.154549999999,47551.79868,47808.475409999999,48360.834049999998,50430.441160000002,38531.418919999996,31546.928510000002,3916.6695249999998,4909.5090319999999,4722.7546849999999,4540.3294749999995,4541.520759,4592.91626,4268.4411929999997,3351.218171,2436.8604949999999,1354720.6270000001,1657587.2990000001,1529987.2830000001,1484810.5079999999,1472048.7679999999,1483534.906,1517469.406]
["A24003WL0_4770_0000","24003","ANNE ARUNDEL","Lower Western Shore","Western Shore of Chesapeake Bay","Stormwater",14516.960569999999,14394.90164,14337.31517,13889.274299999999,13949.609759999999,13997.942660000001,15321.68915,11216.38593,9135.7664330000007,1188.478294,1296.6317059999999,1270.6058579999999,1228.299716,1227.464228,1233.585836,1224.0991140000001,885.45345750000001,628.68519070000002,436555.94929999998,458379.85149999999,433762.22850000003,427618.52630000003,422448.79940000002,423459.71679999999,505386.02350000001]
["A24003WL0_4771_0000","24003","ANNE ARUNDEL","Lower Western Shore","Western Shore of Chesapeake Bay","Stormwater",11572.95047,12015.62967,12011.08678,11709.49107,11757.69234,11874.09866,11471.73654,9427.7468919999992,7705.5203009999996,927.66154110000002,1078.3226090000001,1055.841911,1034.3220220000001,1025.224821,1036.3079740000001,905.22724909999999,744.5666311,537.04977780000002,214466.23050000001,248283.83590000001,233180.57029999999,236134.33009999999,227672.4522,229591.6329,235213.5]
["A24003WL0_4772_0000","24003","ANNE ARUNDEL","Lower Western Shore","Western Shore of Chesapeake Bay","Stormwater",17766.44067,17455.402620000001,17274.629529999998,16744.1515,16745.073260000001,16898.272980000002,18122.397580000001,13538.677449999999,11048.042740000001,1466.9087979999999,1617.2490230000001,1559.363186,1511.7837770000001,1496.7450240000001,1512.9202479999999,1461.4741059999999,1093.827536,783.47043629999996,544096.43370000005,591908.76760000002,543059.10939999996,537890.65240000002,521555.42690000002,526179.41989999998,599465.85160000005]
["A24003WM0_3742_0000","24003","ANNE ARUNDEL","Patapsco/Back","Western Shore of Chesapeake Bay","Stormwater",0,0,0,0,null,null,null,0,0,0,0,0,0,null,null,null,0,0,0,0,0,0]
["A24003WM0_3961_0000","24003","ANNE ARUNDEL","Patapsco/Back","Western Shore of Chesapeake Bay","Stormwater",155899.04389999999,141120.8511,134041.5711,129036.2135,129222.069,133999.9633,130838.77190000001,105348.2218,86219.322239999994,13978.978450000001,14407.88968,13555.19722,12946.016729999999,12931.512339999999,13417.931329999999,11768.81927,9516.4822000000004,6824.0055199999997,3279458.8769999999,3308030.0249999999,3031398.0419999999,2891276.2620000001,2865147.949,2969035.736,2751147.736]
["A24003WM0_3962_0000","24003","ANNE ARUNDEL","Patapsco/Back","Western Shore of Chesapeake Bay","Stormwater",51161.836389999997,50960.856820000001,50389.155590000002,48658.547140000002,48712.843650000003,49070.969539999998,48100.413370000002,39629.177620000002,32455.858970000001,4700.4225889999998,5208.5897160000004,5045.6414750000004,4826.1473839999999,4815.2664610000002,4849.9612889999999,4195.4662609999996,3560.855673,2570.9984730000001,1740173.14,1840520.18,1715458.1089999999,1633875.2039999999,1617955.9879999999,1624135.7150000001,1498315.12]
["A24003WM0_3963_0000","24003","ANNE ARUNDEL","Patapsco/Back","Western Shore of Chesapeake Bay","Stormwater",20245.371309999999,20890.734380000002,20770.364280000002,20178.808710000001,20307.927459999999,20498.150239999999,21837.182280000001,16318.37305,13350.3789,1706.2029910000001,2007.9501749999999,1932.992628,1873.2017780000001,1875.6014700000001,1894.4977799999999,1764.772888,1366.8658290000001,989.44796289999999,648963.57030000002,771588.57200000004,693315.06330000004,678397.8075,671823.27780000004,676861.15240000002,709208.14069999999]
["A24003WM0_3964_0000","24003","ANNE ARUNDEL","Patapsco/Back","Western Shore of Chesapeake Bay","Stormwater",0,0,0,0,null,null,null,0,0,0,0,0,0,null,null,null,0,0,0,0,0,0]
["A24003WM0_3966_0000","24003","ANNE ARUNDEL","Patapsco/Back","Western Shore of Chesapeake Bay","Stormwater",526.35625460000006,434.77089690000003,427.17668159999999,409.33117010000001,409.60629060000002,412.29341119999998,499.99449529999998,331.01699330000002,266.91053449999998,38.067031139999997,34.854519359999998,34.203666210000002,32.791274229999999,32.71584129,33.034670830000003,38.0599761,23.155504109999999,15.79006272,11275.191279999999,10250.833619999999,9934.2869869999995,9889.3554079999994,9750.2703870000005,9832.6918949999999,15294.97925]
["A24003WM1_3910_0001","24003","ANNE ARUNDEL","Patapsco/Back","Western Shore of Chesapeake Bay","Stormwater",0,0,0,null,null,null,null,0,0,0,0,0,null,null,null,null,0,0,0,0,0]
["A24003WM3_4060_0001","24003","ANNE ARUNDEL","Patapsco/Back","Western Shore of Chesapeake Bay","Stormwater",49336.423470000002,57215.82559,42730.413269999997,41147.396379999998,41919.179510000002,54556.811249999999,56074.811280000002,35647.623670000001,30925.763940000001,1685.150787,2305.2914919999998,1718.139019,1637.8551580000001,1674.1339909999999,2143.282839,1999.1942710000001,1351.510387,1107.0912989999999,2088301.102,2913704.2659999998,2142933.0860000001,2049308.885,2100671.196,2630170.5780000002,2678463.906]
["A24003XL3_4710_0000","24003","ANNE ARUNDEL","Patuxent","Patuxent River Basin","Stormwater",17215.89084,17379.143980000001,17339.341189999999,16754.607599999999,16833.052370000001,17062.028839999999,18574.240819999999,14542.3747,12677.730380000001,1382.275654,1530.8598179999999,1506.767036,1450.9737419999999,1451.5837289999999,1481.2180370000001,1389.2313349999999,1111.2605840000001,847.58961529999999,331794.96679999999,354158.69919999997,336761.51949999999,329630.63770000002,326155.66889999999,336514.1778,360094.06640000001]
["A24003XL3_4711_0000","24003","ANNE ARUNDEL","Patuxent","Patuxent River Basin","Stormwater",9331.2321009999996,9747.5252519999995,9776.9852520000004,9501.9728539999996,9594.5213779999995,9691.1074750000007,10342.2724,8256.4055310000003,7242.6857170000003,907.89152920000004,1053.118095,1036.3960910000001,1005.418165,1010.457655,1018.3878989999999,964.57431029999998,790.16713059999995,626.01449009999999,312617.625,347474.57909999997,332086.8174,324221.55859999999,323820.53619999997,324288.07620000001,331996.22659999999]
["A24003XL3_4712_0000","24003","ANNE ARUNDEL","Patuxent","Patuxent River Basin","Stormwater",7332.2297820000003,7511.359727,7498.4219210000001,7293.0611040000003,7331.3758699999998,7403.3845289999999,6938.2235570000003,6335.4643489999999,5560.1593009999997,611.49113460000001,695.06941610000001,679.94799809999995,662.93786909999994,662.29544539999995,670.32977860000005,539.69445510000003,511.16599559999997,398.64466069999997,164893.3174,183245.76759999999,171295.20019999999,171262.5508,168632.217,170841.92290000001,146724.916]
["A24003XL3_4713_0000","24003","ANNE ARUNDEL","Patuxent","Patuxent River Basin","Stormwater",11332.651690000001,11762.085300000001,11774.8907,11394.931210000001,11491.342049999999,11614.15292,11870.72035,9877.8137409999999,8613.0957679999992,899.93836590000001,1022.5678830000001,1003.54517,964.9662151,966.99901009999996,979.92853360000004,859.26329999999996,738.46689130000004,561.74803889999998,123172.3389,135246.79010000001,127628.10060000001,124843.9019,123357.70170000001,124832.8364,119519.6133]
["A24003XL3_4950_0000","24003","ANNE ARUNDEL","Patuxent","Patuxent River Basin","Stormwater",4814.6856010000001,4699.1200220000001,4666.5718610000004,4508.1484639999999,4522.8563389999999,4569.2112880000004,4621.9747079999997,3915.343519,3414.5246240000001,381.78505510000002,409.19089980000001,401.28399189999999,386.45269059999998,385.22103099999998,390.63979719999998,356.25857350000001,295.46155440000001,224.91326269999999,40062.327389999999,41390.438470000001,39350.876100000001,38701.369379999996,37953.551939999998,38575.73633,39941.296390000003]
["A24003XU2_4270_4650","24003","ANNE ARUNDEL","Patuxent","Patuxent River Basin","Stormwater",87475.367790000004,104315.29399999999,104977.78630000001,102031.7798,102628.91770000001,104017.39780000001,105506.5659,98608.717990000005,94362.672420000003,5245.8433000000005,7201.3475340000005,6943.427651,6670.2953799999996,6661.2413370000004,6755.7957610000003,6089.2078700000002,6107.6882589999996,5550.5286649999998,1911721.713,2656792.7760000001,2406487.3629999999,2293969.6889999998,2266914.7609999999,2292734.727,2220503.3360000001]
["A24003XU2_4480_4650","24003","ANNE ARUNDEL","Patuxent","Patuxent River Basin","Stormwater",6624.5755470000004,5626.7209860000003,5603.6315930000001,5450.5228429999997,5453.059647,5525.8166570000003,5238.2249149999998,5259.7155460000004,5030.4381819999999,881.29692839999996,890.73961069999996,869.86153609999997,847.14252290000002,837.77414610000005,853.69611359999999,729.39131169999996,766.87442829999998,698.21635649999996,447179.43979999999,471400.652,447283.2733,440287.60509999999,427605.41259999998,439326.86330000003,399149.03129999997]
["A24003XU3_4650_0001","24003","ANNE ARUNDEL","Patuxent","Patuxent River Basin","Stormwater",5312.5221659999997,4949.596039,4921.998047,4775.0577540000004,4791.2037929999997,4845.0912440000002,4993.4812160000001,4466.3132539999997,4162.5233920000001,234.713739,253.46944999999999,246.7493777,239.31762699999999,238.91427899999999,241.8838811,222.3685246,215.86681329999999,195.278437,80288.871950000001,91636.394050000003,85210.545899999997,84203.811530000006,83107.199229999998,83972.993170000002,88060.279299999995]
["A24005SL2_2910_3060","24005","BALTIMORE","Upper Western Shore","Susquehanna River Basin","Stormwater",5002.3589169999996,5423.7050630000003,5420.3981469999999,5329.2386779999997,5297.9395910000003,5232.2229040000002,5039.8589700000002,4448.6893920000002,3800.8835560000002,290.82390500000002,331.91003330000001,316.90397919999998,313.53626439999999,310.20387460000001,291.90251860000001,267.94366079999998,232.14710679999999,175.64252519999999,415004.29100000003,461969.48729999998,419042.19429999997,422826.65039999998,410697.09379999997,362383.8028,380327.62900000002]
["A24005WM0_3650_0001","24005","BALTIMORE","Patapsco/Back","Western Shore of Chesapeake Bay","Stormwater",36239.257960000003,32820.770060000003,32383.637449999998,31535.300190000002,31071.69701,31244.456480000001,29836.382989999998,28002.232800000002,25081.29637,2132.5075660000002,2126.3999469999999,2031.338436,1971.946072,1929.2626330000001,1943.36787,1654.7995040000001,1477.697932,1108.6042629999999,4403155.3090000004,4344560.0880000005,4060439.76,3974636.69,3794856.3930000002,3826646.0389999999,3276226.102]
["A24005WM0_3740_0001","24005","BALTIMORE","Patapsco/Back","Western Shore of Chesapeake Bay","Stormwater",48967.67553,40402.811950000003,39763.95422,38462.684589999997,37677.43866,37778.359380000002,37634.585030000002,33153.204339999997,28746.03774,5132.4933469999996,4728.6504210000003,4638.8098449999998,4449.0920729999998,4322.9769059999999,4335.0929569999998,4104.6082459999998,3264.5081620000001,2348.3070389999998,2915726.781,2576667.094,2484197.8130000001,2347158.8360000001,2217945.3829999999,2226086.594,2179172.8909999998]
["A24005WM0_3741_0000","24005","BALTIMORE","Patapsco/Back","Western Shore of Chesapeake Bay","Stormwater",46941.289830000002,41196.866199999997,40580.927409999997,39404.03009,38652.115210000004,38907.132790000003,37789.086519999997,31525.66186,25488.818159999999,4202.1094469999998,4275.095703,4110.736011,3958.0423500000002,3839.2552860000001,3884.3205560000001,3509.4255370000001,2961.5076490000001,2195.3554079999999,1141150.2949999999,1154717.3419999999,1079445.2960000001,1031667.264,972882.33700000006,990058.87309999997,870355.99410000001]
["A24005WM0_3742_0000","24005","BALTIMORE","Patapsco/Back","Western Shore of Chesapeake Bay","Stormwater",52481.986749999996,44073.072509999998,43284.138679999996,42018.380819999998,41118.364450000001,41355.301240000001,40669.835639999998,33470.87833,26928.70477,4627.0363450000004,4319.7501579999998,4177.5973880000001,4033.8083849999998,3903.107313,3941.5190349999998,3653.2646629999999,2965.8192720000002,2157.9671950000002,2354052.9369999999,2096655.1310000001,1958391.632,1864118.5319999999,1746039.1510000001,1777356.4450000001,1714445.5]
["A24005WM0_3743_0000","24005","BALTIMORE","Patapsco/Back","Western Shore of Chesapeake Bay","Stormwater",3446.632662,3044.3380630000001,2986.149668,2857.1963730000002,2930.4425809999998,2849.0681,2672.0572889999999,2310.8079870000001,1860.580201,311.6693641,346.26493720000002,315.96049499999998,290.75476459999999,310.49800870000001,288.75834850000001,247.97579390000001,227.27827790000001,168.15679979999999,162440.217,198470.10010000001,167013.02359999999,144555.68950000001,162845.87109999999,140994.58790000001,121532.75]
["A24005WM0_3744_0000","24005","BALTIMORE","Patapsco/Back","Western Shore of Chesapeake Bay","Stormwater",1033.849172,834.19556350000005,819.16602609999995,800.62099220000005,784.25067999999999,786.63000480000005,1329.9973540000001,634.07049300000006,510.67347089999998,85.402022439999996,76.991445549999995,76.105249929999999,75.109943540000003,72.980043800000004,73.20596123,116.1747816,53.981710929999998,39.232684929999998,36888.840929999998,31824.263599999998,31206.274740000001,31186.312409999999,29469.352510000001,29587.29004,47672.858800000002]
["A24005WM0_3745_0000","24005","BALTIMORE","Patapsco/Back","Western Shore of Chesapeake Bay","Stormwater",1598.6663129999999,1402.394096,1393.762547,1369.463221,1329.5466919999999,1359.1453899999999,1174.4252630000001,1075.9573359999999,864.08719489999999,107.3715036,115.0790978,110.3294525,109.1987214,101.8948917,107.778575,72.216150290000002,79.88594397,59.590271610000002,46653.945679999997,56097.752690000001,51012.423710000003,51423.327279999998,44475.570370000001,49743.875489999999,31691.520509999998]
["A24005WM0_3881_3880","24005","BALTIMORE","Patapsco/Back","Western Shore of Chesapeake Bay","Stormwater",0,0,0,0,0,0,0,0,0,0,0,0,0,0,0,0,0,0,0,0,0,0,0,0,0]
["A24005WM0_3961_0000","24005","BALTIMORE","Patapsco/Back","Western Shore of Chesapeake Bay","Stormwater",0,0,0,0,0,0,0,0,0,0,0,0,0,0,0,0,0,0,0,0,0,0,0,0,0]
["A24005WM0_3964_0000","24005","BALTIMORE","Patapsco/Back","Western Shore of Chesapeake Bay","Stormwater",90704.508830000006,72632.590639999995,71357.208490000005,69576.815489999994,68200.508839999995,68316.429690000004,67739.208769999997,55521.243479999997,44963.933470000004,8261.6722470000004,7612.9824429999999,7503.4079019999999,7312.2519890000003,7108.2240670000001,7120.793823,6724.6766809999999,5334.9722879999999,3889.3485449999998,3551382.861,3213330.0610000002,3131475.932,3042573.8059999999,2877487.5150000001,2885429.906,2762345.0159999998]
["A24005WM0_3965_0000","24005","BALTIMORE","Patapsco/Back","Western Shore of Chesapeake Bay","Stormwater",854.33987430000002,700.91728209999997,689.24119570000005,670.1094971,656.31529239999998,658.80578609999998,1240.865082,527.92062120000003,420.37357150000003,59.817378990000002,55.675840379999997,54.997219090000002,53.972290030000003,52.437389369999998,52.66609192,89.659631730000001,38.436300690000003,27.39568843,23780.989750000001,21971.716799999998,21520.152340000001,21501.212889999999,20306.946779999998,20407.36767,35794.608399999997]
["A24005WM1_3660_3910","24005","BALTIMORE","Patapsco/Back","Western Shore of Chesapeake Bay","Stormwater",38066.666129999998,43379.37545,42831.162049999999,41354.071909999999,40861.903639999997,41135.501730000004,39009.925799999997,38675.422559999999,35904.92957,7023.009599,8439.9730280000003,7804.8729679999997,7357.4235170000002,7231.9271269999999,7287.7547459999996,6123.2475139999997,5774.8186610000002,4421.4491239999998,15914533.02,18008583.550000001,15551048.460000001,14251515.140000001,13739457.4,13851151.699999999,11582312.699999999]
["A24005WM1_3910_0001","24005","BALTIMORE","Patapsco/Back","Western Shore of Chesapeake Bay","Stormwater",78561.039560000005,68702.081659999996,67621.555659999998,65403.230259999997,64322.851009999998,64597.343139999997,61728.308960000002,55236.578220000003,46979.926590000003,3156.7189640000001,2955.465134,2852.6786499999998,2733.0777589999998,2666.4281120000001,2691.846321,2301.4016879999999,2061.7317549999998,1534.4338250000001,6674124,5934217.1880000001,5568594.3130000001,5299551.5,5035870.9060000004,5113077.9060000004,4504879.0029999996]
["A24005WM3_3880_4060","24005","BALTIMORE","Patapsco/Back","Western Shore of Chesapeake Bay","Stormwater",21660.67859,25588.135310000001,25422.87629,24910.07173,24755.358339999999,25176.94256,24760.664369999999,21694.455310000001,19208.841329999999,836.07601929999998,1028.6462630000001,951.51810450000005,926.92991740000002,915.64793010000005,941.50375369999995,845.27353670000002,775.05929819999994,657.42009399999995,1827411.297,2132526.1639999999,1787325.8589999999,1722669.6329999999,1676676.5759999999,1758110.203,1658644.797]
["A24005WM3_4060_0001","24005","BALTIMORE","Patapsco/Back","Western Shore of Chesapeake Bay","Stormwater",108211.6514,124034.4409,95092.050300000003,92134.914860000004,90955.133409999995,116598.4365,112570.89840000001,77734.175820000004,66162.2595,2154.5361939999998,2643.0048529999999,1982.4131319999999,1901.883376,1869.599901,2379.5345149999998,2112.3259659999999,1555.129146,1270.2731550000001,5050544.875,5834264,4196188,3964031.0559999999,3821924.86,4843080.4380000001,4475591.625]
["A24005WU0_3021_3020","24005","BALTIMORE","Upper Western Shore","Western Shore of Chesapeake Bay","Stormwater",1323.0674039999999,1462.3772180000001,1457.4454920000001,1447.9490470000001,1444.560661,1447.1038020000001,1591.179928,1354.1882820000001,1285.350142,84.599256030000006,104.5448425,97.723477119999998,99.004383099999998,98.016325469999998,96.740573879999999,96.43853283,91.459169610000004,87.2829646,4120.0964960000001,5398.8064720000002,4551.3473350000004,4823.5546720000002,4692.8639679999997,4496.1724850000001,4898.9058839999998]
["A24005WU0_3540_0000","24005","BALTIMORE","Upper Western Shore","Western Shore of Chesapeake Bay","Stormwater",9389.6169100000006,7788.4622650000001,7659.2657360000003,7413.7621449999997,7398.6987069999996,7318.8690800000004,7268.1281129999998,5965.7448969999996,4836.7310040000002,937.55845509999995,928.50307769999995,908.14334929999995,875.83229059999996,885.12625879999996,862.66441350000002,816.51739510000004,664.24055820000001,501.6386976,419814.33649999998,415797.23540000001,401045.84590000001,385130.42190000002,386843.00589999999,371925.91409999999,355451.46879999997]
["A24005WU0_3541_0000","24005","BALTIMORE","Upper Western Shore","Western Shore of Chesapeake Bay","Stormwater",4848.5619049999996,5094.3486910000001,5139.618477,4850.9451280000003,4793.3250529999996,4925.5843050000003,4857.3858490000002,3915.1555279999998,3098.846896,460.10383469999999,498.15491909999997,492.37028620000001,439.29122519999999,430.71894170000002,459.45374299999997,398.86437599999999,342.39151070000003,242.40566050000001,235178.69760000001,243373.58059999999,237298.26139999999,206374.30970000001,197483.56969999999,215799.4571,188124.9785]
["A24005WU0_3670_0001","24005","BALTIMORE","Upper Western Shore","Western Shore of Chesapeake Bay","Stormwater",54438.822670000001,52192.541010000001,51483.222450000001,49604.734530000002,48972.985260000001,49203.848429999998,47113.970970000002,42431.983209999999,36397.82372,5854.1702189999996,6341.0045689999997,5935.19481,5582.5656589999999,5488.1114660000003,5511.0989229999996,4797.1582189999999,4285.0126060000002,3184.8911370000001,4304020.227,4536236.2889999999,4026662.0389999999,3682519.32,3554489.477,3565481.32,3030907.6949999998]
["A24005WU0_3671_0000","24005","BALTIMORE","Upper Western Shore","Western Shore of Chesapeake Bay","Stormwater",19724.277109999999,17759.719430000001,17563.2143,17146.322769999999,16924.107240000001,17036.520250000001,19999.606500000002,13592.834339999999,10945.914360000001,1547.1420720000001,1634.135149,1553.652065,1515.2455649999999,1486.08707,1498.240851,1714.002471,1128.8232270000001,845.60400219999997,679945.00939999998,731041.65430000005,657092.46539999999,640239.8861,615025.8713,621195.46530000004,800146.01229999994]
["A24005WU0_3820_0000","24005","BALTIMORE","Upper Western Shore","Western Shore of Chesapeake Bay","Stormwater",41961.07922,33490.191250000003,32885.864390000002,32144.45276,31510.30889,31582.599610000001,31922.269530000001,25460.482100000001,20510.22724,3394.4017840000001,3099.805531,3064.1612890000001,3024.3486990000001,2941.2438849999999,2947.6554569999998,2744.9673469999998,2173.9830280000001,1580.5308540000001,1490161.091,1338640.8859999999,1312698.9790000001,1311831.79,1241357.888,1244587,1172646.203]
["A24005WU0_3821_0000","24005","BALTIMORE","Upper Western Shore","Western Shore of Chesapeake Bay","Stormwater",1510.469147,1226.1952209999999,1205.3806,1173.3697279999999,1149.3152849999999,1153.4113159999999,1190.8490790000001,925.68873900000006,739.22749829999998,109.7968616,101.1140013,99.899788860000001,98.183831690000005,95.401589389999998,95.778392789999998,90.482439279999994,70.092872450000002,50.221594840000002,46675.407229999997,42646.350350000001,41784.1106,41749.441400000003,39443.094729999997,39621.62012,38802.794739999998]
["A24005WU1_3350_3490","24005","BALTIMORE","Upper Western Shore","Western Shore of Chesapeake Bay","Stormwater",9472.2274130000005,8788.1520509999991,8701.0029259999992,8494.4841280000001,8401.8979990000007,8399.6925549999996,8604.0913130000008,7980.2593429999997,7499.7636210000001,828.94207100000006,843.5032387,809.37171079999996,795.39992619999998,787.07062240000005,775.3087683,759.77470679999999,674.99808599999994,585.41566950000004,561049.44629999995,567441.58689999999,518542.20799999998,521043.91310000001,509093.44630000001,489312.73340000003,567409.73149999999]
["A24005WU1_3482_0001","24005","BALTIMORE","Upper Western Shore","Western Shore of Chesapeake Bay","Stormwater",37753.879399999998,33108.244509999997,32774.895660000002,31890.566500000001,31257.582200000001,31348.95018,29368.542700000002,27287.91289,23629.924370000001,1742.5227359999999,1639.792946,1602.0805889999999,1570.17284,1512.5800099999999,1519.2550530000001,1283.6613199999999,1151.6940750000001,851.43639840000003,2797243.781,2526842.6719999998,2405908.7659999998,2412485.5120000001,2231199.8909999998,2241253.727,2113122.969]
["A24005WU1_3490_3480","24005","BALTIMORE","Upper Western Shore","Western Shore of Chesapeake Bay","Stormwater",37549.148999999998,38690.734170000003,38363.9041,37324.46297,37120.404690000003,37394.253109999998,35146.629079999999,35370.324679999998,33374.605069999998,2177.277059,2576.0831029999999,2398.7428020000002,2300.9864339999999,2281.507775,2302.1882209999999,1966.5564770000001,2052.3363009999998,1821.3986339999999,1368415.23,1655669.672,1467778.091,1395322.618,1361726.4350000001,1375927.01,1193805.135]
["A24005WU2_3020_3320","24005","BALTIMORE","Upper Western Shore","Western Shore of Chesapeake Bay","Stormwater",22861.03585,22881.924439999999,22793.556939999999,22305.089779999998,22146.799429999999,22325.530019999998,22347.40783,20980.515909999998,19771.821889999999,1342.1604440000001,1479.0779560000001,1400.797542,1368.216316,1354.0048400000001,1360.598407,1304.326061,1183.6656069999999,1038.910983,732951.30429999996,809506.36670000001,727386.97620000003,717156.55810000002,697037.95070000004,697438.17929999996,748215.22629999998]
["A24005WU2_3320_3480","24005","BALTIMORE","Upper Western Shore","Western Shore of Chesapeake Bay","Stormwater",14979.88831,15447.6477,15453.902770000001,15095.70282,15053.0676,15155.10831,12640.01123,14222.29126,13401.216909999999,752.67600240000002,827.17311089999998,780.90187079999998,755.83777329999998,754.05424800000003,754.39819350000005,527.17668149999997,660.32406930000002,579.93886829999997,521544.35950000002,558327.87890000001,502044.98440000002,488522.79599999997,479998.70699999999,476848.20319999999,337111.20319999999]
["A24005WU3_3480_3481","24005","BALTIMORE","Upper Western Shore","Western Shore of Chesapeake Bay","Stormwater",37420.66102,32296.36822,31784.183809999999,30778.72766,30303.172269999999,30290.60356,30737.288329999999,29006.061300000001,27153.979630000002,1660.0597150000001,1583.2159329999999,1522.169439,1468.48134,1441.2541389999999,1429.8969079999999,1324.168388,1251.3287829999999,1070.7683460000001,1090032.693,1018229.31,931091.1348,893696.54009999998,862455.37410000002,840507.56830000004,871553.83589999995]
["A24005WU3_3481_0001","24005","BALTIMORE","Upper Western Shore","Western Shore of Chesapeake Bay","Stormwater",130872.7849,132838.35329999999,132000.76569999999,128890.7893,127542.46189999999,128629.4405,118716.45879999999,106034.65519999999,88723.914959999995,5564.2107850000002,6120.5191349999996,5781.1421049999999,5616.930969,5521.7884599999998,5581.703872,4595.5447530000001,4322.3531249999996,3349.827139,5896202.0939999996,6340280.8279999997,5694233.5779999997,5541638.2970000003,5331366.4840000002,5398897.375,4607369.125]
["A24009WL0_4772_0000","24009","CALVERT","Lower Western Shore","Western Shore of Chesapeake Bay","Stormwater",18308.374390000001,21424.68317,21004.435949999999,19100.175660000001,19198.708869999999,19434.58178,19071.929080000002,16334.17296,13220.664290000001,2198.870645,2711.4500579999999,2388.0880090000001,2005.845505,2008.982025,2051.5817259999999,1918.982391,1676.864871,1202.7161120000001,679227.63740000001,789658.95640000002,651928.10069999995,513634.09379999997,512454.48450000002,528573.70319999999,539633.3125]
["A24009WL0_4920_0000","24009","CALVERT","Lower Western Shore","Western Shore of Chesapeake Bay","Stormwater",8411.4479979999996,10151.26721,10008.43103,9189.0878900000007,9381.2829600000005,9318.8144219999995,7778.1115840000002,7808.4167960000004,6341.7406410000003,982.79119879999996,1236.0381159999999,1095.040512,934.71099860000004,967.73322299999995,945.72322080000004,664.90621569999996,773.92957449999994,559.85561610000002,405997.50390000001,472713.8126,383801.13280000002,300295.64850000001,317287.89850000001,303288.94919999997,212529.1299]
["A24009WL0_4921_0000","24009","CALVERT","Lower Western Shore","Western Shore of Chesapeake Bay","Stormwater",6044.3359840000003,6456.3070079999998,6316.6591950000002,5651.5360469999996,5808.8091720000002,5724.3777659999996,5038.6363330000004,4856.9387360000001,3883.7917630000002,569.80155379999997,813.55148029999998,713.66496180000001,577.56591400000002,607.40710939999997,583.43164569999999,453.06909889999997,486.9518971,335.80985390000001,127238.98789999999,219673.9264,173615.6355,119489.21120000001,131188.9278,120442.1624,92431.184030000004]
["A24009WL0_4922_0000","24009","CALVERT","Lower Western Shore","Western Shore of Chesapeake Bay","Stormwater",6973.007584,7709.2680710000004,7535.7857670000003,6730.0806629999997,6880.1374459999997,6801.7988070000001,6839.0334700000003,5785.4815209999997,4618.612024,748.87709259999997,971.52591659999996,860.21707370000001,697.65615379999997,728.90900009999996,703.39097800000002,679.61311599999999,584.26379669999994,400.29494540000002,414035.52919999999,541654.52960000001,440751.45159999997,313901.70010000002,338916.97519999999,315788.83799999999,319745.766]
["A24009WL0_4923_0000","24009","CALVERT","Lower Western Shore","Western Shore of Chesapeake Bay","Stormwater",1211.9954310000001,1021.165615,1001.5296,959.29840079999997,959.29422,976.82156380000004,1281.9080160000001,792.78749649999997,653.62609399999997,99.636648589999993,93.391486889999996,91.960857509999997,88.964851379999999,89.008811949999995,90.183780670000004,114.03669120000001,65.553397759999996,47.948424590000002,37798.559970000002,33802.358030000003,32991.039640000003,32589.60742,32521.813480000001,32926.339840000001,47895.905760000001]
["A24009WL0_4925_0000","24009","CALVERT","Lower Western Shore","Western Shore of Chesapeake Bay","Stormwater",6895.544922,8811.8950189999996,8518.5649420000009,7537.7966319999996,7591.4822999999997,7484.5502619999997,6692.2009280000002,6592.0577249999997,5307.7195810000003,938.37363430000005,1283.577423,1085.3680879999999,872.65429689999996,876.69152829999996,848.45462039999995,715.39540099999999,766.86397450000004,554.52789889999997,540417.74219999998,686102.36329999997,528392.44530000002,376855.16399999999,378190.18359999999,356806.75390000001,289660.19140000001]
["A24009XL0_4954_0000","24009","CALVERT","Patuxent","Patuxent River Basin","Stormwater",20583.904040000001,24776.391049999998,24188.859250000001,21546.854950000001,21836.623210000002,21748.190340000001,18705.74454,19921.6299,17076.81033,2369.0201109999998,3256.7128870000001,2812.4201910000002,2262.7379209999999,2306.2800809999999,2279.5072380000001,1777.194326,2046.103527,1535.2257509999999,1033186.48,1389852.72,1084475.29,757476.66370000003,779534.78859999997,762123.39809999999,570697.17929999996]
["A24009XL0_5320_0001","24009","CALVERT","Patuxent","Patuxent River Basin","Stormwater",4057.5168429999999,5339.8227980000001,5143.1035259999999,4887.6948249999996,4963.5131229999997,4866.4734799999997,5744.7925409999998,4494.6748189999998,4062.3890139999999,417.37980720000002,783.00666369999999,638.0358837,581.27868660000001,588.12840259999996,561.46276850000004,670.65730289999999,515.27567109999995,433.43552940000001,175440.6778,399629.24489999999,289257.897,253044.72260000001,255581.1367,236171.09760000001,323004.19530000002]
["A24009XL0_5341_0000","24009","CALVERT","Patuxent","Patuxent River Basin","Stormwater",2423.0665589999999,2958.747566,2952.4323960000002,2765.5198359999999,2802.48774,2807.6863090000002,2207.7334209999999,2490.8244540000001,2183.0858269999999,266.0329132,355.34703830000001,321.56894310000001,285.88100630000002,290.13756949999998,289.44227030000002,202.27423479999999,244.89692679999999,193.78224929999999,80763.54883,105581.60249999999,88977.918950000007,75374.61133,76725.611319999996,76113.970700000005,53654.121090000001]
["A24009XL0_5342_0000","24009","CALVERT","Patuxent","Patuxent River Basin","Stormwater",4934.4591870000004,5719.273357,5866.3876190000001,5407.2625449999996,5600.6564859999999,5512.3935680000004,6345.728032,4907.7149419999996,4268.5998250000002,433.99905799999999,686.8765118,651.74101559999997,557.32206120000001,591.30569279999997,566.38352929999996,644.9089712,489.5769755,381.4676154,108429.454,201117.07829999999,181765.16560000001,145063.57060000001,158245.9791,146941.6067,189483.60860000001]
["A24009XL0_5343_0000","24009","CALVERT","Patuxent","Patuxent River Basin","Stormwater",4102.3280450000002,4284.26386,4240.9051879999997,3861.6971440000002,3870.5759280000002,3908.491943,3606.3504640000001,3492.8799640000002,2994.1964809999999,368.30457250000001,431.07131120000003,393.85890560000001,325.25810239999998,325.05281070000001,328.57600400000001,266.40490720000003,275.09814840000001,195.92431020000001,127756.3397,148282.1777,125415.6863,91795.8125,91214.941409999999,92265.179690000004,82409.777350000004]
["A24009XL0_5345_0000","24009","CALVERT","Patuxent","Patuxent River Basin","Stormwater",2926.998474,3754.378784,3705.1187749999999,3376.0876929999999,3407.9134829999998,3424.7110899999998,4225.6858519999996,3084.3717919999999,2670.5404709999998,330.1950607,457.7862015,404.2947388,338.83825880000001,340.3552952,342.54094880000002,431.0660019,298.32696129999999,227.6817763,138171.41020000001,185274.3438,151838.1992,117722.34179999999,117734.5059,118703.5742,173193.02929999999]
["A24009XL0_5346_0000","24009","CALVERT","Patuxent","Patuxent River Basin","Stormwater",3886.8875739999999,5554.8478400000004,5537.0507809999999,5052.6788790000001,5234.8607480000001,5262.9665830000004,5367.2286690000001,4581.903198,3945.1381430000001,410.64920050000001,617.66459659999998,548.99609380000004,452.40555760000001,485.53470609999999,489.66679379999999,437.25075909999998,394.42071600000003,291.37046420000001,164987.58009999999,237548.28899999999,190027.66409999999,136212.62890000001,154859.19140000001,156559.21090000001,147142.28909999999]
["A24009XL0_5348_0000","24009","CALVERT","Patuxent","Patuxent River Basin","Stormwater",17829.00591,21213.747050000002,20964.661599999999,19300.31798,19571.620320000002,19701.47568,18009.134259999999,17529.624189999999,15239.599249999999,1915.9569819999999,2533.009775,2241.2128889999999,1914.3197050000001,1952.0636340000001,1967.2730610000001,1656.197719,1668.1625610000001,1286.129009,705933.21050000004,913718.23199999996,731344.59329999995,563908.11780000001,581108.19200000004,586680.51470000006,543119.88159999996]
["A24009XL0_5350_0000","24009","CALVERT","Patuxent","Patuxent River Basin","Stormwater",14298.75556,15374.79227,15479.33006,14320.387070000001,14493.32077,14677.306479999999,16091.35181,12964.672979999999,11288.234930000001,1271.0996869999999,1721.1821299999999,1567.006875,1341.8232009999999,1353.952818,1391.153419,1430.3757929999999,1169.259323,904.09428790000004,366333.98599999998,547018.49399999995,460010.56579999998,362562.58100000001,364800.22989999998,381496.0502,436019.90629999997]
["A24009XL3_4713_0000","24009","CALVERT","Patuxent","Patuxent River Basin","Stormwater",9113.6259379999992,9693.2174610000002,9678.3973389999992,9014.2087100000008,9193.9891050000006,9143.6097719999998,8648.8599849999991,8086.339395,7024.9674320000004,765.53530130000001,954.64429900000005,883.93923289999998,772.74002459999997,805.9345399,783.68806080000002,641.46630670000002,643.76735040000005,483.65276219999998,219406.33970000001,284532.4926,243487.09950000001,197258.5644,212358.666,199345.4473,177011.6084]
["A24009XL3_4950_0000","24009","CALVERT","Patuxent","Patuxent River Basin","Stormwater",26175.946540000001,30579.266769999998,30544.18015,28497.602029999998,28569.239079999999,28923.593720000001,27500.384529999999,25600.61133,22304.898789999999,2392.10392,3112.7421340000001,2833.9206479999998,2477.6706600000002,2460.1661119999999,2511.4032830000001,2000.8109609999999,2092.8666159999998,1598.8305949999999,525096.27980000002,678134.73560000001,564728.93810000003,458197.1679,448400.77389999997,462893.4302,373174.23359999998]
["A24009XL3_4951_0000","24009","CALVERT","Patuxent","Patuxent River Basin","Stormwater",9558.6496580000003,11060.029630000001,11021.18836,10231.631170000001,10342.680050000001,10372.573700000001,9890.305934,9207.2723440000009,7997.995003,789.19461639999997,1175.748793,1061.8956410000001,915.22541049999995,926.69648740000002,926.95127860000002,755.26873660000001,779.97081590000005,592.02093230000003,174182.48,312288.31430000003,253502.0632,195038.58,197896.71679999999,196957.541,159856.42939999999]
["A24009XL3_4952_0000","24009","CALVERT","Patuxent","Patuxent River Basin","Stormwater",1477.7353820000001,1953.721558,1955.817794,1840.470333,1869.3734509999999,1870.396641,1393.8499139999999,1645.7359369999999,1439.0146990000001,145.92387009999999,200.2653885,183.38427160000001,162.86775019999999,166.69566159999999,165.3199606,105.99396520000001,136.56530559999999,105.3526617,57029.049809999997,74021.519530000005,62715.398439999997,52749.25733,54499.286139999997,53349.879889999997,35409.319329999998]
["A24011EL0_4591_0000","24011","CAROLINE","Lower Eastern Shore","Eastern Shore of Chesapeake Bay","Stormwater",16586.65568,22064.66732,16327.714379999999,16628.27349,16633.216950000002,22234.780579999999,20411.767889999999,13709.117490000001,11963.38623,980.41183950000004,1225.368733,899.46220589999996,987.69933409999999,991.68577430000005,1369.2153089999999,963.16320800000005,696.46535470000003,561.13412049999999,346986.8774,343002.04499999998,243351.57569999999,321958.78539999999,323355.6335,467164.13089999999,297048.65620000003]
["A24011EL2_4590_0001","24011","CAROLINE","Lower Eastern Shore","Eastern Shore of Chesapeake Bay","Stormwater",6624.3661380000003,7243.6688610000001,6872.3076959999999,6876.5392650000003,6993.9740339999998,7087.713017,6118.1621130000003,6047.6360860000004,5497.855012,428.34608359999999,465.2288112,419.56773850000002,435.12594739999997,448.28019860000001,454.82098150000002,330.43855430000002,333.83432770000002,276.6787205,228478.41819999999,221519.48759999999,172484.81280000001,201071.7444,212859.7346,216970.22690000001,149552.15650000001]
["A24011EL2_4630_0000","24011","CAROLINE","Lower Eastern Shore","Eastern Shore of Chesapeake Bay","Stormwater",166.88397979999999,159.81605149999999,154.92423249999999,152.6733208,154.56417039999999,154.57522560000001,146.39896769999999,127.4158501,109.0769284,10.50166714,9.3571939470000007,9.0492119790000007,9.0993396040000007,9.4825723170000007,9.2906148730000009,7.452824831,6.56174254,4.9034295800000001,2121.6082459999998,1484.3968809999999,1392.195434,1490.1390530000001,1638.4008490000001,1543.655381,1212.4329829999999]
["A24011EM0_4322_0000","24011","CAROLINE","Choptank","Eastern Shore of Chesapeake Bay","Stormwater",8706.9386520000007,9348.3226780000005,9068.6015169999991,9176.2711789999994,9072.5265340000005,9246.163681,8234.1082150000002,7400.0407519999999,6287.6669080000001,486.74323329999999,498.43811240000002,481.3378257,522.46009449999997,505.95297240000002,518.56432340000003,385.6687278,364.45183159999999,286.52783549999998,95464.228829999993,80351.876220000006,75169.074829999998,96416.519530000005,89599.810549999995,92457.527350000004,71660.157229999997]
["A24011EM0_4323_0000","24011","CAROLINE","Choptank","Eastern Shore of Chesapeake Bay","Stormwater",4003.570115,4799.0414700000001,4673.34969,4698.5764310000004,4770.681106,4898.0936730000003,4823.3002239999996,3793.9122729999999,3207.6206619999998,231.38583,257.86703679999999,247.47707890000001,263.00632289999999,273.39823919999998,282.60007860000002,206.89584310000001,184.6726936,142.8031034,58519.730470000002,50304.163569999997,45849.756350000003,57968.521489999999,63000.601560000003,65670.898440000004,40851.14011]
["A24011EM0_4324_0000","24011","CAROLINE","Choptank","Eastern Shore of Chesapeake Bay","Stormwater",4500.6481809999996,5168.5104959999999,5048.5865910000002,5090.1466019999998,5167.1607629999999,5297.2934839999998,4542.3158700000004,4109.6075440000004,3483.621513,268.85507269999999,279.73327060000003,272.2544868,291.58581429999998,302.03711779999998,311.48585200000002,209.56823420000001,204.27624449999999,158.95741630000001,75703.182750000007,59790.731570000004,56521.09289,70707.113400000002,75533.532349999994,78424.301879999999,50080.084110000003]
["A24011EM0_4327_0000","24011","CAROLINE","Choptank","Eastern Shore of Chesapeake Bay","Stormwater",3419.9720299999999,4168.6756249999999,4069.0114939999999,4089.909302,4163.2839359999998,4268.7451940000001,4355.3241349999998,3305.294484,2796.1498099999999,207.8807793,231.46138189999999,222.43332430000001,234.2283439,243.02207759999999,250.6073227,200.03524110000001,165.47278800000001,127.4990971,59931.979489999998,52208.101560000003,47802.970459999997,56869.640619999998,60782.590819999998,63056.919929999996,48388.785640000002]
["A24011EM2_3980_0001","24011","CAROLINE","Choptank","Eastern Shore of Chesapeake Bay","Stormwater",7503.7854770000004,7731.6110989999997,7507.7153740000003,7523.6961819999997,7596.8238369999999,7721.6057119999996,7481.3625179999999,6934.1395039999998,6551.7555920000004,678.36992640000005,668.34876589999999,649.80078839999999,678.34009179999998,692.03020100000003,707.45500570000002,564.98710640000002,520.56843549999996,434.41353350000003,547198.52300000004,477030.65509999997,461727.52169999998,509797.43369999999,522980.74609999999,535056.78910000005,448967.53129999997]
["A24011EM2_4100_0001","24011","CAROLINE","Choptank","Eastern Shore of Chesapeake Bay","Stormwater",8297.1097100000006,9433.7539830000005,9163.6295630000004,9129.2483749999992,9264.5803319999995,9629.777779,10005.11211,8027.0292170000002,7269.2956519999998,662.85485840000001,721.64974410000002,689.42144780000001,707.03063359999999,727.05881079999995,777.19820919999995,682.44077379999999,534.36349510000002,430.99152659999999,537921.52190000005,504249.79149999999,459574.96340000001,507546.47399999999,534094.27130000002,600412.87650000001,541096.59490000003]
["A24011EM2_4101_0000","24011","CAROLINE","Choptank","Eastern Shore of Chesapeake Bay","Stormwater",10493.515310000001,11651.528389999999,11364.50237,11419.77103,11630.915950000001,11847.16382,11426.91123,9240.6600949999993,7824.7652429999998,619.53255669999999,661.64017260000003,644.00497559999997,681.84695439999996,706.00283809999996,722.79521179999995,552.15343380000002,483.34409599999998,376.23684300000002,223035.2151,203897.94320000001,194230.95019999999,230215.33989999999,243424.2813,250187.6367,192462.02830000001]
["A24011EM3_4320_0000","24011","CAROLINE","Choptank","Eastern Shore of Chesapeake Bay","Stormwater",17202.395189999999,22450.424129999999,21994.537059999999,22459.064310000002,22771.98645,23649.373299999999,19333.556489999999,18070.825489999999,15455.01777,1035.949335,1265.396747,1208.89687,1324.651353,1365.0474469999999,1452.4774849999999,938.09499019999998,935.82514570000001,753.77732979999996,372446.4938,379153.55550000002,343254.58659999998,429917.86009999999,449223.84649999999,490732.44669999997,319482.603]
["A24011EM3_4321_0000","24011","CAROLINE","Choptank","Eastern Shore of Chesapeake Bay","Stormwater",26600.200970000002,26666.319230000001,25865.55185,26073.165369999999,26274.187559999998,26788.948469999999,28690.84591,21100.718349999999,17924.162680000001,1548.925829,1477.3864610000001,1428.0868069999999,1528.5173319999999,1573.3844959999999,1616.640339,1416.0595820000001,1075.9203030000001,841.14263329999994,555350.4595,418520.27929999999,393152.71879999997,502338.98959999997,537435.18460000004,557990.42059999995,500587.81699999998]
["A24011EM3_4325_0000","24011","CAROLINE","Choptank","Eastern Shore of Chesapeake Bay","Stormwater",20392.259549999999,24752.911220000002,24445.420880000001,24858.02434,25273.49352,26110.629690000002,27946.517739999999,20061.36248,17138.656879999999,1270.0502590000001,1430.4395629999999,1408.782232,1521.9592640000001,1566.616176,1652.1003020000001,1433.503723,1085.266218,869.58887579999998,378860.88500000001,356130.74829999998,343417.21919999999,411603.89809999999,427397.158,460012.8077,409847.22989999998]
["A24011EM4_4740_0000","24011","CAROLINE","Choptank","Eastern Shore of Chesapeake Bay","Stormwater",7616.2480009999999,8896.5183219999999,8697.2766840000004,8846.5581660000007,9219.3435050000007,9234.0505069999999,8707.8557770000007,7118.9833669999998,6066.7878229999997,461.93969479999998,480.80344539999999,467.78863619999998,510.93349840000002,569.03040309999994,550.68369289999998,396.70374390000001,356.42665499999998,282.1853342,170615.64679999999,129204.10520000001,121881.7452,160718.40239999999,199362.56640000001,181581.88279999999,120754.2905]
["A24013PM1_3120_3400","24013","CARROLL","Upper Potomac","Potomac River Basin","Stormwater",43720.808109999998,48699.048470000002,48083.761850000003,46908.123290000003,46754.131829999998,47304.443120000004,51521.133070000003,45528.143819999998,43824.398459999997,5709.4471729999996,5952.4165659999999,5447.3038630000001,5228.2920530000001,5194.9955440000003,5300.3687129999998,5300.263672,4869.7715980000003,4484.7500870000003,5399936.2029999997,4790721.9689999996,3981848.719,3768927.406,3739598.4380000001,3834469.125,4467861]
["A24013PM1_3450_3400","24013","CARROLL","Upper Potomac","Potomac River Basin","Stormwater",47282.369140000003,46988.396240000002,46524.607179999999,45138.628479999999,44604.279479999997,45027.686650000003,42307.560299999997,43801.190699999999,41985.579720000002,5972.7080079999996,5642.2880859999996,5349.7672119999997,5117.9555810000002,5023.3884889999999,5131.9659419999998,4348.3529060000001,4712.2640090000004,4287.2618739999998,5853753.4689999996,4913366.5310000004,4478072.875,4272013.7659999998,4167290.7969999998,4287587.375,4000692.094]
["A24013PM1_3710_4040","24013","CARROLL","Upper Potomac","Potomac River Basin","Stormwater",12578.784180000001,14872.85132,14568.632809999999,13847.578519999999,14173.50043,14065.002200000001,13350.97632,13630.82893,13005.62635,1101.647232,1293.166473,1120.5513149999999,1005.027424,1059.4557500000001,1027.639191,853.30999759999997,981.44603119999999,888.70917510000004,1066152.4339999999,1140694.149,876253.1642,728035.83790000004,806329.54890000005,747898.79689999996,673917.37509999995]
["A24013PM2_2860_3040","24013","CARROLL","Upper Potomac","Potomac River Basin","Stormwater",1475.9991,1348.5574120000001,1318.9386480000001,1279.6274109999999,1276.108665,1272.3645630000001,1231.434231,1236.2046800000001,1181.048702,361.2340241,307.17224499999998,290.10678239999999,278.40150449999999,280.59390309999998,277.65670779999999,245.98260590000001,248.0959805,220.0887793,376914.39840000001,278208.14850000001,251126.15030000001,243251.1954,247806.16510000001,242148.5,252750.62700000001]
["A24013PM2_3400_3340","24013","CARROLL","Upper Potomac","Potomac River Basin","Stormwater",583.43037519999996,620.32106020000003,564.20972640000002,552.90971760000002,547.65657050000004,550.47128299999997,549.86418149999997,531.90200540000001,510.36352470000003,31.718641470000001,40.650897440000001,31.0280813,30.46276331,30.103296279999999,30.383779530000002,26.7860899,26.948719270000002,24.229144590000001,41509.831109999999,55236.825440000001,37128.471189999997,37207.208980000003,36625.103029999998,37006.939449999998,36615.679689999997]
["A24013PM3_3040_3340","24013","CARROLL","Upper Potomac","Potomac River Basin","Stormwater",19590.132320000001,22855.161380000001,22473.64588,22000.59809,21753.445680000001,22016.54968,19304.01514,21404.496500000001,20691.73026,1972.997955,2267.1054079999999,2021.388001,1952.64698,1893.3858949999999,1932.6960140000001,1576.3283080000001,1849.257257,1734.5034290000001,1485632,1493930.6640000001,1146891.5079999999,1083327.6599999999,1008814.0429999999,1037264,967151.70319999999]
["A24013SL0_2831_2830","24013","CARROLL","Upper Potomac","Susquehanna River Basin","Stormwater",46.105323290000001,47.007430849999999,46.752061949999998,47.11975408,47.518438340000003,47.405147550000002,35.719249720000001,45.08621041,43.975642710000002,5.762545083,5.3073848750000003,5.1095989810000004,5.3180489250000003,5.4237429500000003,5.3791411519999999,3.4983870979999998,4.7198804360000004,4.4600680730000004,3063.5089189999999,2357.8349899999998,2167.0364159999999,2402.1810610000002,2491.9516140000001,2435.4680480000002,1611.672791]
["A24013SL3_2460_2430","24013","CARROLL","Upper Potomac","Susquehanna River Basin","Stormwater",6458.595636,6679.6209559999998,6528.9661329999999,6016.7755129999996,6381.1300659999997,6028.1291499999998,5597.3486629999998,5674.955285,5105.6147199999996,120.0821234,120.66483789999999,109.3791413,91.69871139,106.9132595,92.073162080000003,81.20037413,84.278115420000006,67.54409819,53370.616600000001,48559.969530000002,40352.674509999997,29374.404180000001,40132.347040000001,29423.83008,31168.550790000001]
["A24013WM0_3881_3880","24013","CARROLL","Patapsco/Back","Western Shore of Chesapeake Bay","Stormwater",0,0,0,0,0,0,0,0,0,0,0,0,0,0,0,0,0,0,0,0,0,0,0,0,0]
["A24013WM1_3882_3880","24013","CARROLL","Patapsco/Back","Western Shore of Chesapeake Bay","Stormwater",16573.179199999999,19167.511719999999,18862.064579999998,18257.735079999999,18218.954710000002,18422.159179999999,17555.2366,17305.377820000002,16267.586649999999,2362.0067749999998,2724.937958,2415.2771299999999,2266.1081119999999,2254.2492560000001,2306.0932309999998,1788.6970980000001,1986.7267670000001,1701.026525,5862678.0310000004,6163128.0310000004,4876597.2810000004,4419463,4396245.1639999999,4547699,3564605.125]
["A24013WM3_3880_4060","24013","CARROLL","Patapsco/Back","Western Shore of Chesapeake Bay","Stormwater",85.772014609999999,82.105650420000003,78.495068540000005,79.076295849999994,80.750087260000001,80.819160460000006,62.399680140000001,72.137627260000002,67.899333080000005,3.971559853,5.3699347370000003,4.6316999049999996,4.6642840059999999,4.7844316960000004,4.7750511160000002,3.2318975619999999,4.2104968380000001,3.9296947929999999,13973.11685,24536.348330000001,19335.06119,19509.771059999999,20370.11276,20031.497619999998,11164.235350000001]
["A24013WU0_3021_3020","24013","CARROLL","Upper Western Shore","Western Shore of Chesapeake Bay","Stormwater",3362.3652350000002,3422.2171020000001,3340.2808230000001,3283.7372740000001,3202.276108,3242.8640059999998,3258.0550229999999,3173.7276860000002,3062.6922610000001,279.43565180000002,275.45701980000001,249.6156235,246.06470110000001,232.76758000000001,240.73431009999999,214.206625,238.37107710000001,230.8747128,16467.693179999998,13817.481809999999,11050.432919999999,11112.58576,9894.7792370000006,10603.12012,10859.8269]
["A24013WU1_3350_3490","24013","CARROLL","Upper Western Shore","Western Shore of Chesapeake Bay","Stormwater",862.36175500000002,1113.1945270000001,1068.5699850000001,1045.210707,994.04601839999998,1040.062729,746.47671509999998,1018.572097,985.24017179999998,158.1961647,147.03783039999999,130.15727999999999,128.23887790000001,109.2789468,128.62121959999999,95.912637709999998,117.6360545,109.2885709,178982.9418,121174.9727,98140.599610000005,98674.057780000003,70486.834340000001,99295.101559999996,72131.878899999996]
["A24015EU0_2940_0000","24015","CECIL","Upper Eastern Shore","Eastern Shore of Chesapeake Bay","Stormwater",21218.62012,25998.15295,25835.768919999999,25895.55456,26522.66864,26881.956849999999,23119.59375,20848.272369999999,17523.274669999999,851.47894670000005,1020.663174,1000.425598,1023.835316,1060.1254269999999,1064.711395,836.89079279999999,767.69340480000005,612.5386092,1047438.477,1158000.8049999999,1106228.9569999999,1172547.227,1234544.922,1226058.781,1006886.8909999999]
["A24015EU0_2941_0000","24015","CECIL","Upper Western Shore","Eastern Shore of Chesapeake Bay","Stormwater",7152.4337299999997,7139.5921710000002,6998.3755410000003,7038.9848940000002,7102.6006470000002,7312.33374,6332.1748049999997,5689.4729239999997,4816.8711789999998,465.82061959999999,504.16288559999998,489.4230862,507.79991439999998,517.85127160000002,537.01694880000002,409.67893220000002,379.98746820000002,307.03038950000001,642303.55469999998,668937.2071,628051.46089999995,688602.57720000006,712473.42090000003,750555.89080000005,559554.90630000003]
["A24015EU0_2985_0000","24015","CECIL","Upper Eastern Shore","Eastern Shore of Chesapeake Bay","Stormwater",4601.5692989999998,4371.7129130000003,4228.6028470000001,4316.1488040000004,4374.5604549999998,4419.4877319999996,4138.3860709999999,3448.1282139999998,2927.8117929999999,248.50434480000001,261.97698639999999,244.18225390000001,266.29630850000001,275.50405690000002,272.0470009,211.38472780000001,192.54438730000001,158.11914290000001,100162.0898,106432.4614,91179.982310000007,112866.1773,119792.4048,114108.41989999999,86752.529599999994]
["A24015EU0_3010_0000","24015","CECIL","Upper Eastern Shore","Eastern Shore of Chesapeake Bay","Stormwater",8374.5911859999997,9556.5869440000006,9420.3766169999999,9400.7313689999992,9559.9075630000007,9712.0182499999992,8153.555687,7523.0409419999996,6258.1504919999998,450.81990819999999,527.35353090000001,510.75749589999998,526.85617830000001,549.50278089999995,552.30894469999998,398.87828919999998,382.0544989,296.252501,248905.4902,264406.5,243452.57810000001,273246.04300000001,299428.38079999998,293055.85940000002,218410.01560000001]
["A24015EU0_3011_0000","24015","CECIL","Upper Eastern Shore","Eastern Shore of Chesapeake Bay","Stormwater",1.2479959730000001,1.8413710590000001,1.7865600589999999,1.7890080209999999,1.7740050549999999,1.772696018,0,1.465603569,1.251632576,0.10661569999999999,0.184417203,0.18083280299999999,0.181154802,0.17881019400000001,0.17878049600000001,0,0.13702423699999999,0.107818527,61.815879819999999,102.58830260000001,98.655906680000001,98.967758180000004,97.062232969999997,97.346199040000002,0]
["A24015EU0_3050_0000","24015","CECIL","Upper Eastern Shore","Eastern Shore of Chesapeake Bay","Stormwater",13510.26022,12813.367039999999,12574.63889,12736.660250000001,12905.59338,13177.161319999999,13739.7901,10266.80587,8728.2505180000007,858.94749639999998,885.20494659999997,862.66685489999998,909.39353940000001,935.04663470000003,950.55898279999997,891.52613069999995,677.39226250000002,553.87586750000003,500816.63,497182.40529999998,471275.92080000002,522425.15629999997,543717.84770000004,553060.35160000005,549874.75789999997]
["A24015EU0_3130_0000","24015","CECIL","Upper Eastern Shore","Eastern Shore of Chesapeake Bay","Stormwater",4726.110909,5021.1341210000001,4906.2016869999998,4881.0863040000004,4902.4648209999996,5019.9455630000002,4648.4465559999999,3909.3190719999998,3244.7306619999999,241.85977270000001,268.32715230000002,258.58571699999999,266.93050390000002,270.78053089999997,278.51212889999999,229.48695939999999,192.50270449999999,148.44736280000001,137053.74900000001,142006.86569999999,131339.345,146521.1563,150841.53030000001,155798.30660000001,141955.62700000001]
["A24015EU0_3131_0000","24015","CECIL","Upper Eastern Shore","Eastern Shore of Chesapeake Bay","Stormwater",3694.1002960000001,3914.4181330000001,3850.189202,3869.147735,3922.4343269999999,4009.195815,4399.28125,3107.5997400000001,2612.5401000000002,221.6632319,245.8907366,238.20187519999999,247.65619469999999,254.12964629999999,259.03523819999998,264.05559920000002,182.11637959999999,144.72604920000001,133688.29689999999,139506.709,129778.6626,143635.90479999999,150114.5269,152658.6035,173430.9375]
["A24015EU0_3200_0000","24015","CECIL","Upper Eastern Shore","Eastern Shore of Chesapeake Bay","Stormwater",3206.768372,4269.3174669999999,4251.7739339999998,4274.7805939999998,4360.1912389999998,4467.8040010000004,3156.8008730000001,3408.4606220000001,2846.2517480000001,176.0343652,242.99043850000001,235.48368170000001,244.61052319999999,253.27805330000001,259.2309856,169.8581868,178.32990190000001,140.22738200000001,58831.284549999997,76804.552490000002,71342.776610000001,77715.740229999996,81541.932610000003,83419.258790000007,58166.579599999997]
["A24015EU0_3201_0000","24015","CECIL","Upper Eastern Shore","Eastern Shore of Chesapeake Bay","Stormwater",3977.1587490000002,3568.0317340000001,3469.1337279999998,3386.973528,3358.9279069999998,3419.6736770000002,2482.7664709999999,2733.4297820000002,2242.9604850000001,204.6961384,191.3751504,185.4672961,183.46801780000001,181.9780059,185.97594000000001,125.04180479999999,132.55735580000001,97.284062280000001,56664.37268,48861.518920000002,46065.853329999998,47289.982790000002,47068.983399999997,48365.282480000002,34674.400750000001]
["A24015EU0_3202_0000","24015","CECIL","Upper Eastern Shore","Eastern Shore of Chesapeake Bay","Stormwater",1819.002052,1766.8030980000001,1711.9372559999999,1703.3095249999999,1708.0383380000001,1753.491356,1253.757777,1368.5667719999999,1139.6531170000001,96.311810500000007,98.40874934,94.264051440000003,97.787422179999993,98.492954740000002,101.73459440000001,65.128415820000001,70.654875919999995,54.915425569999996,72599.618409999995,69497.555059999999,63969.028810000003,71693.751470000003,72680.447270000004,75770.468760000003,51255.544190000001]
["A24015EU0_3203_0000","24015","CECIL","Upper Eastern Shore","Eastern Shore of Chesapeake Bay","Stormwater",5381.0294949999998,5689.8876609999998,5593.0375549999999,5536.7849880000003,5611.2429279999997,5689.7523270000002,6757.9067230000001,4440.1952520000004,3671.6337159999998,274.8657675,300.7080717,291.53015329999999,297.47143940000001,307.4803124,309.91453360000003,317.57575989999998,214.79718030000001,163.641865,104525.3437,107397.60400000001,100618.5086,107551.9736,113560.0928,113495.9385,128282.3496]
["A24015EU0_3300_0000","24015","CECIL","Upper Eastern Shore","Eastern Shore of Chesapeake Bay","Stormwater",7090.537781,5932.7875370000002,5768.5915530000002,5600.7172860000001,5515.664734,5590.4591060000002,4440.3540039999998,4518.6444680000004,3685.346411,341.85523979999999,312.7313805,302.94308849999999,295.37125400000002,290.48478230000001,295.82780459999998,206.86221309999999,213.17121109999999,153.3232927,158372.61129999999,139479.5606,131442.04879999999,130913.3242,129006.398,131900.44529999999,102339.1602]
["A24015EU0_3301_0000","24015","CECIL","Upper Eastern Shore","Eastern Shore of Chesapeake Bay","Stormwater",1718.071854,2243.7818149999998,2234.0671349999998,2228.4176600000001,2314.7149549999999,2327.232078,2665.2010500000001,1781.9675669999999,1480.567855,94.864770890000003,120.9292615,119.4379721,122.6459799,131.37776070000001,129.7050505,134.14154819999999,89.059063309999999,68.806457469999998,49696.886480000001,55875.1875,53752.264410000003,58677.810420000002,65794.419320000001,63154.219720000001,75649.949219999995]
["A24015EU0_3302_0000","24015","CECIL","Upper Eastern Shore","Eastern Shore of Chesapeake Bay","Stormwater",680.29872809999995,690.1286096,681.16413030000001,692.67415240000003,704.52251439999998,718.86028290000002,651.78271489999997,556.97644209999999,474.18464990000001,41.571560869999999,45.646007539999999,45.10101401,47.919773579999998,49.6738851,50.47995186,40.148272519999999,35.508602170000003,29.11366095,24839.165860000001,25995.139159999999,25268.40351,28917.530330000001,30669.97522,31054.48633,23365.291990000002]
["A24015EU0_3360_0000","24015","CECIL","Upper Eastern Shore","Eastern Shore of Chesapeake Bay","Stormwater",2759.1895749999999,4349.4533769999998,4344.7596890000004,4377.0053559999997,4482.9710850000001,4581.3152470000005,4549.5831900000003,3484.6264569999998,2911.2043020000001,161.32827900000001,243.0295897,234.36435990000001,243.93295670000001,253.34526439999999,259.58576970000001,239.2172813,177.5352149,139.6491182,120487.94289999999,162446.08199999999,146791.52780000001,163961.58989999999,174085.18950000001,178277.4492,190176.64060000001]
["A24015EU0_3361_0000","24015","CECIL","Upper Eastern Shore","Eastern Shore of Chesapeake Bay","Stormwater",1062.2130119999999,1354.0403209999999,1349.062216,1355.803928,1387.283852,1411.0252989999999,907.80398560000003,1079.4908519999999,899.7766087,63.015049159999997,78.956058380000002,76.87304872,78.940521239999995,82.196711539999995,82.675673000000003,42.697529799999998,57.449431560000001,44.500353449999999,30546.560030000001,35394.033880000003,33126.443420000003,35366.263910000001,37642.780149999999,37377.382819999999,17704.184570000001]
["A24015EU0_3362_0000","24015","CECIL","Upper Eastern Shore","Eastern Shore of Chesapeake Bay","Stormwater",729.02636910000001,926.86166379999997,925.90473369999995,927.81513210000003,964.41142079999997,973.20116610000002,791.10440059999996,739.82862599999999,615.77788759999999,43.490967390000002,54.131524929999998,52.811504530000001,54.099025490000002,57.867604030000003,56.978436469999998,40.909550670000002,39.41701364,30.487353039999999,23565.502229999998,26872.545289999998,24918.249970000001,27026.12182,30484.057369999999,28901.39356,20724.207030000001]
["A24015EU0_3363_0000","24015","CECIL","Upper Eastern Shore","Eastern Shore of Chesapeake Bay","Stormwater",860.64596559999995,1467.0142020000001,1478.6474189999999,1489.6459729999999,1534.4336129999999,1572.4416309999999,1453.9518929999999,1186.620332,991.93560749999995,53.287930490000001,83.003581049999994,81.396765700000003,84.287556170000002,88.30259848,90.213470459999996,69.14316058,61.69704729,48.563901680000001,44287.916749999997,60585.049809999997,56993.538569999997,61817.137199999997,66063.205809999999,67107.790040000007,54530.107190000002]
["A24015EU0_3364_0000","24015","CECIL","Upper Eastern Shore","Eastern Shore of Chesapeake Bay","Stormwater",183.28517339999999,312.35724640000001,309.96936140000003,309.1588898,314.58097550000002,320.10938540000001,379.22682279999998,249.1421364,208.59065319999999,12.31622151,19.90193644,18.935985299999999,19.212750880000002,20.023905899999999,20.28680087,24.687911509999999,14.40806851,11.389457330000001,8011.4122079999997,10950.58942,9757.9553070000002,10204.37102,10929.79341,10992.25806,14063.010990000001]
["A24015EU1_2650_0001","24015","CECIL","Upper Eastern Shore","Eastern Shore of Chesapeake Bay","Stormwater",6372.1277929999997,5936.5298460000004,5772.0202939999999,5697.9990850000004,5710.1881409999996,5832.856812,5527.4189450000003,4901.979515,4321.9523300000001,209.9543448,199.5546951,193.53518299999999,196.5743856,198.5914545,202.5514326,163.9051666,144.23723519999999,111.37193670000001,665338.8652,575289.80079999997,543611.03709999996,585264.10939999996,599344.20319999999,610675.80859999999,526523.8125]
["A24015EU1_2810_0001","24015","CECIL","Upper Eastern Shore","Eastern Shore of Chesapeake Bay","Stormwater",56171.35583,62917.314209999997,62138.93316,62130.693240000001,63014.62745,64339.143680000001,67487.059080000006,51983.301460000002,45212.880319999997,2253.6565860000001,2576.9721829999999,2511.8856890000002,2580.0334630000002,2651.8876650000002,2694.637573,2487.2971649999999,1924.5596820000001,1533.0090110000001,4526091.4060000004,4886253.75,4639601.5779999997,4932990.8439999996,5121764.2340000002,5191555.6880000001,5145018.5]
["A24015EU1_2980_0000","24015","CECIL","Upper Eastern Shore","Eastern Shore of Chesapeake Bay","Stormwater",48436.977359999997,48683.33655,47474.005960000002,47453.386109999999,47767.206299999998,48775.281369999997,41324.520510000002,38027.826690000002,31730.37385,1465.498032,1547.7541080000001,1478.2214570000001,1539.278679,1563.220413,1590.7279739999999,1140.5529180000001,1115.210904,873.20386859999996,328825.60550000001,331440.44140000001,302210.0049,336155.59370000003,344513.19140000001,349611.13669999997,251089.9063]
["A24015EU1_2981_0000","24015","CECIL","Upper Eastern Shore","Eastern Shore of Chesapeake Bay","Stormwater",6878.7526250000001,8849.3617560000002,8831.4630739999993,8888.7963940000009,9170.0236129999994,9271.7889410000007,9768.912628,7158.6738329999998,6043.481006,479.13267239999999,636.06246180000005,608.81100279999998,622.25197790000004,658.46732420000001,657.17089069999997,623.50029749999999,472.49030490000001,381.60983959999999,353811.65669999999,436389.31160000002,406206.92090000003,421608.53230000002,449226.33639999997,445626.83600000001,447771.14449999999]
["A24015EU1_2982_0000","24015","CECIL","Upper Eastern Shore","Eastern Shore of Chesapeake Bay","Stormwater",10480.742550000001,9859.6970209999999,9582.6918939999996,9630.9497300000003,9660.2621209999998,9830.8478090000008,9932.6887210000004,7758.3695930000004,6542.1547259999998,646.28898630000003,613.18008420000001,596.32888790000004,626.00878139999998,636.00308359999997,646.97530370000004,561.12818909999999,457.1124686,364.30152240000001,440941.10159999999,374845.40629999997,355883.00780000002,394491.85060000001,404384.69549999997,412458.28509999998,365102.375]
["A24015EU1_2983_0000","24015","CECIL","Upper Eastern Shore","Eastern Shore of Chesapeake Bay","Stormwater",5245.4978339999998,7428.9049910000003,7456.1297910000003,7481.9038929999997,7599.7949820000003,7806.7689209999999,6539.5400090000003,5996.5827289999997,5023.5513549999996,306.69333169999999,440.62860690000002,432.83085640000002,445.57514200000003,457.54997600000002,473.60948939999997,337.7971058,330.8922331,262.93315100000001,122201.1587,158095.56890000001,149402.70749999999,161160.00510000001,167494.61960000001,174760.3677,125844.728]
["A24015EU1_2984_0000","24015","CECIL","Upper Eastern Shore","Eastern Shore of Chesapeake Bay","Stormwater",10323.108249999999,13341.23126,13192.627140000001,13318.113160000001,13498.915709999999,13874.417240000001,14853.07987,10653.41257,8960.6028569999999,594.10153960000002,784.58695230000001,756.96605680000005,797.28380579999998,818.31096660000003,845.66850280000006,778.78573610000001,584.06825649999996,468.80305629999998,375434.49609999999,462273.43369999999,428745.9571,475301.98050000001,491812.42580000003,511131.54690000002,504591.32819999999]
["A24015SL2_2480_0001","24015","CECIL","Upper Western Shore","Susquehanna River Basin","Stormwater",29025.811399999999,41565.316400000003,41388.257879999997,41458.86853,42319.009279999998,43275.525399999999,40520.42944,35481.454169999997,31543.585040000002,1559.4606020000001,2232.9357909999999,2162.4212109999999,2227.7320100000002,2319.9204869999999,2367.13733,1887.30249,1647.7582090000001,1304.6495399999999,2117199.2969999998,2797525.906,2575433.5159999998,2802091.75,3000779.5,3041884,2561613.781]
["A24015SL9_2720_0001","24015","CECIL","Upper Western Shore","Susquehanna River Basin","Stormwater",8168.4021910000001,9405.5177619999995,9222.3939520000004,9290.0951239999995,9248.2623289999992,9614.0711680000004,8979.0494999999992,7541.5070109999997,6420.9157169999999,155.54679780000001,182.5557823,175.04114870000001,181.83733269999999,178.68586250000001,190.24894900000001,159.88845259999999,136.63034590000001,111.0231441,236000.50099999999,262150.21490000002,241070.85550000001,262387.88669999997,253499.12890000001,278438.69919999997,244117.62890000001]
["A24015SL9_2970_0000","24015","CECIL","Upper Western Shore","Susquehanna River Basin","Stormwater",30172.180550000001,28799.99595,28354.203450000001,28490.10039,28714.563770000001,29309.620050000001,30076.73302,22899.641370000001,19263.266660000001,1445.498169,1439.212671,1410.2056869999999,1475.2067850000001,1501.525629,1530.900725,1371.979018,1084.3949600000001,867.18780949999996,432540.26569999999,402149.89840000001,384420.16800000001,422967.54200000002,433344.81060000003,442324.62310000003,413763.27929999999]
["A24015SL9_2971_0000","24015","CECIL","Upper Western Shore","Susquehanna River Basin","Stormwater",2533.3666459999999,4383.0109560000001,4448.6077420000001,4464.6466369999998,4604.0453040000002,4685.5433810000004,4966.9120860000003,3546.162022,2944.5315420000002,120.4830513,201.79709439999999,197.9190016,202.24853709999999,213.1453247,215.27311330000001,195.97819899999999,147.7440588,114.29409699999999,156172.25,240988.32029999999,223962.04879999999,238931.35550000001,260147.15520000001,258752.3867,256122.42970000001]
["A24017PL0_5290_0000","24017","CHARLES","Middle Potomac","Potomac River Basin","Stormwater",637.6973395,497.8325931,481.24813039999998,477.45948800000002,481.30381770000002,469.8587799,516.61430359999997,409.3559985,361.42791060000002,63.945843080000003,56.903421760000001,55.328146080000003,54.856101989999999,55.957250590000001,54.005159370000001,53.014221200000001,42.006840799999999,33.125970619999997,34854.477099999996,30514.63391,29227.254799999999,29405.099610000001,30276.512699999999,28831.744139999999,30810.92627]
["A24017PL0_5390_0000","24017","CHARLES","Lower Potomac","Potomac River Basin","Stormwater",7634.3165179999996,8142.067489,7682.7304819999999,8202.1784979999993,8275.9685360000003,8800.8353270000007,7199.640625,7173.7283420000003,6834.393583,921.32742180000002,1063.1274169999999,901.25738939999997,1044.2842479999999,1049.5988769999999,1151.323212,704.29609689999995,871.32398929999999,851.36838920000002,330286.95319999999,361668.03700000001,279384.58179999999,358829.32620000001,360117.27539999998,406741.74219999998,228840.96100000001]
["A24017PL0_5391_0000","24017","CHARLES","Lower Potomac","Potomac River Basin","Stormwater",2036.01178,1441.7268750000001,1397.4748420000001,1482.1623609999999,1479.2952769999999,1498.025879,1926.6251830000001,1288.415191,1215.708758,308.68151280000001,270.1429205,262.31289479999998,284.0445216,282.44340210000001,285.43087580000002,309.17884830000003,229.92297310000001,208.3296919,116491.9121,99349.092290000001,95334.760009999998,106905.53109999999,106169.59299999999,107246.355,109708.1743]
["A24017PL0_5392_0000","24017","CHARLES","Lower Potomac","Potomac River Basin","Stormwater",1453.796247,1050.205976,1026.676551,1017.735394,1013.0368539999999,1017.522705,1509.0299230000001,898.85088870000004,813.63378020000005,229.18745079999999,217.07117210000001,215.2368318,214.3356004,213.27204610000001,213.85237789999999,290.60881610000001,174.7240046,147.71545320000001,85772.826060000007,81902.029020000002,80941.681580000004,80841.420970000006,80360.837530000004,80582.447020000007,114376.68919999999]
["A24017PL0_5440_0000","24017","CHARLES","Lower Potomac","Potomac River Basin","Stormwater",33451.153720000002,35521.629309999997,33108.703090000003,35734.345650000003,35759.312689999999,36610.756540000002,36539.840029999999,31333.10716,30149.376550000001,4328.3436330000004,5007.9259849999999,4045.224134,4721.5475159999996,4661.7979429999996,4779.9479369999999,4222.5338739999997,4009.684906,3985.9920870000001,1127860.463,1256237.1410000001,934816.96629999997,1171268.2109999999,1147788.676,1175253.7890000001,1092903.1170000001]
["A24017PL0_5450_0000","24017","CHARLES","Lower Potomac","Potomac River Basin","Stormwater",11748.08704,12446.20203,12236.23828,13710.653749999999,13508.149719999999,14189.11182,15061.21509,11860.95721,11610.769829999999,1102.8475880000001,1615.921509,1483.3930889999999,1853.9518129999999,1781.800888,1907.019959,1908.3862919999999,1534.2394710000001,1568.137058,271366.31150000001,507780.59970000002,441120.42389999999,626771.93559999997,590578.32810000004,641775.43759999995,689346.74219999998]
["A24017PL0_5510_0001","24017","CHARLES","Lower Potomac","Potomac River Basin","Stormwater",11352.56494,11721.287899999999,11320.590759999999,12295.13242,12297.88089,12498.17542,14661.49683,11204.65503,11127.36455,1981.5707399999999,2128.3260500000001,1925.234467,2269.6109540000002,2220.5853710000001,2252.8008420000001,2486.918823,1854.3991249999999,1807.1755639999999,1639478.7339999999,1626543.625,1387269.2339999999,1807197.932,1736574.379,1757370.625,2135997.656]
["A24017PL0_5530_5710","24017","CHARLES","Lower Potomac","Potomac River Basin","Stormwater",8049.3632900000002,8413.6197749999992,8015.7506629999998,8842.5286789999991,8791.7316589999991,9153.5289310000007,7411.7955320000001,8112.7540829999998,8177.4230299999999,1229.797564,1320.3322840000001,1129.1828680000001,1392.523322,1349.8560709999999,1434.0547790000001,860.05299379999997,1172.8031060000001,1201.8832649999999,938843.95700000005,938835.10919999995,747606.49419999996,1020451.072,971534.26670000004,1046424.672,610966.1875]
["A24017PL0_5580_0000","24017","CHARLES","Lower Potomac","Potomac River Basin","Stormwater",3530.810097,2696.587325,2961.497562,2907.5303960000001,2920.6941830000001,2977.0820629999998,3226.181732,2594.8323970000001,2350.388954,431.94710420000001,311.39547870000001,381.67197499999997,377.12267489999999,375.57996359999999,383.06884000000002,384.14936069999999,318.3302382,276.1024137,146320.1012,78805.573629999999,116062.6142,116246.10030000001,115300.23179999999,117523.35249999999,126135.98050000001]
["A24017PL0_5581_0000","24017","CHARLES","Lower Potomac","Potomac River Basin","Stormwater",9453.1998500000009,8695.8442309999991,8334.8534010000003,9091.8966060000002,9167.0234070000006,9340.0372310000002,7720.2919920000004,7789.0272649999997,7425.1431750000002,939.91906710000001,958.40664930000003,884.92181789999995,1095.7537689999999,1101.972481,1120.8421020000001,679.20959470000003,856.00652520000006,836.72966350000002,320189.8321,319126.08789999998,283477.8849,395534.49129999999,396976.99469999998,402883.33600000001,238752.30470000001]
["A24017PL0_5582_0000","24017","CHARLES","Lower Potomac","Potomac River Basin","Stormwater",2650.7347810000001,2513.725046,2360.341398,2331.7441939999999,2367.810234,2402.3510289999999,3060.4675750000001,2091.139365,1911.671343,299.33085770000002,378.87042489999999,322.80887869999998,321.04981129999999,323.01670689999997,327.54716489999998,362.6090317,276.17002780000001,245.0774605,70481.003630000007,99479.470969999995,79259.201799999995,79862.406919999994,79943.978300000002,81031.15625,92385.15625]
["A24017PL0_5583_0000","24017","CHARLES","Lower Potomac","Potomac River Basin","Stormwater",3368.189163,2643.066585,2587.0865410000001,2870.2553710000002,2921.3938250000001,2936.9888310000001,3453.0648809999998,2441.1434399999998,2343.848039,405.74720860000002,383.11527460000002,376.92182609999998,448.95979410000001,455.94929400000001,455.21193699999998,485.98137659999998,351.40988160000001,334.40191859999999,114219.88400000001,108506.1442,105773.076,137668.75090000001,139801.98699999999,139003.19039999999,154694.86129999999]
["A24017PL0_5584_0000","24017","CHARLES","Lower Potomac","Potomac River Basin","Stormwater",8956.9300600000006,8011.6782709999998,7702.6393969999999,8164.2721869999996,8270.1152949999996,8406.8599849999991,9558.8041990000002,7038.8366180000003,6596.3014320000002,1056.5962,893.08689409999999,824.49299140000005,961.07217979999996,967.55351450000001,983.30732720000003,1042.3387150000001,756.04899479999995,710.41966379999997,390237.1863,273588.02189999999,238881.73850000001,319768.00449999998,320596.91720000003,325278.08590000001,388963.25790000003]
["A24017PL0_5585_0000","24017","CHARLES","Lower Potomac","Potomac River Basin","Stormwater",1577.737406,1220.5123149999999,1143.549775,1249.3330080000001,1226.7365130000001,1273.5444640000001,1280.869385,1063.8389279999999,1010.698363,196.30871160000001,157.14031790000001,141.18626520000001,169.49390769999999,162.1780684,171.449028,142.9605675,130.3353232,123.1013619,76973.66833,54938.87066,46299.795660000003,62502.032099999997,58393.394619999999,62941.804689999997,50333.445310000003]
["A24017PL0_5670_0000","24017","CHARLES","Lower Potomac","Potomac River Basin","Stormwater",2756.2496809999998,2694.7481459999999,2631.2594089999998,2775.0288289999999,2833.5640450000001,2870.4663390000001,2095.7957299999998,2402.515026,2250.0187700000001,329.90309739999998,310.32720760000001,292.86059849999998,334.85729780000003,340.59104059999999,343.44211569999999,222.1840248,267.82041820000001,251.12696460000001,155647.28400000001,129015.874,117819.2916,146795.5007,149030.30420000001,149522.7715,102923.9004]
["A24017PL0_5671_0000","24017","CHARLES","Lower Potomac","Potomac River Basin","Stormwater",3064.6943409999999,3186.6554249999999,3056.4955519999999,3015.0899880000002,3383.3217089999998,3470.3071519999999,3072.3034899999998,2675.248642,2421.0840349999999,298.20569130000001,422.96252370000002,370.5187401,367.58433819999999,445.23015409999999,456.49657730000001,346.7490416,308.96343669999999,267.92656779999999,85993.524000000005,155669.9523,124536.88099999999,125754.69899999999,169383.71049999999,173140.7432,130709.10649999999]
["A24017PL0_5710_0001","24017","CHARLES","Lower Potomac","Potomac River Basin","Stormwater",1789.2581479999999,1615.9747689999999,1551.6296090000001,1693.0168839999999,1692.6572189999999,1750.3178559999999,1264.8421940000001,1473.215829,1420.9399759999999,185.4677811,163.05718039999999,150.21987630000001,187.7953105,183.61167839999999,193.06411360000001,98.288867949999997,149.6831182,149.3252794,95878.38867,72080.619139999995,62670.970710000001,94948.592900000003,90532.957039999994,97033.318360000005,44104.359380000002]
["A24017PL0_5720_0001","24017","CHARLES","Lower Potomac","Potomac River Basin","Stormwater",1931.862609,1460.0451049999999,1412.3828129999999,1377.5090029999999,1365.8065799999999,1384.587708,1710.768372,1270.4416229999999,1175.8141639999999,228.9483032,200.30244819999999,195.09318540000001,191.374033,188.77913950000001,191.0532417,211.96794890000001,155.29598350000001,128.76451560000001,69113.200200000007,59611.188479999997,57176.329100000003,56889.197139999997,55745.051639999998,56414.556640000003,66724.441399999996]
["A24017PL0_5790_0000","24017","CHARLES","Lower Potomac","Potomac River Basin","Stormwater",15718.209049999999,14128.679469999999,13180.30637,14617.378419999999,14878.387940000001,15052.634029999999,19422.436030000001,12434.442129999999,11937.19931,1781.8728940000001,1611.962673,1385.489861,1769.727533,1800.9447270000001,1812.477478,2315.9911499999998,1365.8602289999999,1352.7738079999999,892014.47459999996,706918.12710000004,540105.77540000004,852196.50829999999,868337.50199999998,868531.40630000003,1300873.5]
["A24017PL0_5791_0000","24017","CHARLES","Lower Potomac","Potomac River Basin","Stormwater",1227.2456999999999,1030.301348,994.31045070000005,973.39331479999998,978.5693516,966.48800659999995,881.73869330000002,839.55568489999996,736.38584100000003,124.7986975,99.63344481,96.368446210000002,94.290029759999996,95.672808349999997,93.496112819999993,73.366699220000001,71.359393449999999,54.686691609999997,56023.353239999997,35604.15494,33929.416949999999,34047.316590000002,34782.812440000002,33538.581059999997,30159.990239999999]
["A24017PL0_5860_0000","24017","CHARLES","Lower Potomac","Potomac River Basin","Stormwater",108.2507896,100.8635826,95.770421979999995,99.211472509999993,104.36697959999999,100.3464584,40.825729369999998,85.951363259999994,79.405324109999995,14.024482969999999,13.882524009999999,12.20672989,12.979849099999999,14.00697899,13.10065389,7.1055917739999996,10.67822003,9.6592134499999993,9508.1101070000004,8828.8413079999991,7354.3398429999997,8085.9428710000002,8919.9472650000007,8138.6700440000004,4741.6850590000004]
["A24017PL0_5930_0000","24017","CHARLES","Lower Potomac","Potomac River Basin","Stormwater",1447.466154,1154.2633330000001,1122.93992,1448.216682,1137.909928,1463.8701169999999,1295.7585300000001,1188.3683040000001,1231.987226,169.12030770000001,158.9267633,155.61212929999999,232.63409089999999,159.62489930000001,234.48861880000001,190.85743719999999,177.04808499999999,191.33872210000001,74226.605630000005,68319.321989999997,65754.019459999996,119967.6819,68727.832150000002,120950.2197,95568.942379999993]
["A24017PL1_5230_0001","24017","CHARLES","Lower Potomac","Potomac River Basin","Stormwater",26516.043369999999,28088.740180000001,26337.566279999999,27596.075799999999,27726.887129999999,28431.064460000001,23067.05127,26950.839110000001,27359.687669999999,6957.6889879999999,7336.6649470000002,6003.7300949999999,6630.9009550000001,6619.1645159999998,6807.0120850000003,4116.4716799999997,6096.6580869999998,6158.6100809999998,3285641.2480000001,3116881.35,2332548.7230000002,2732477.503,2722711.9330000002,2795806.875,1546527.781]
["A24017PL2_5300_5630","24017","CHARLES","Lower Potomac","Potomac River Basin","Stormwater",46701.82215,39325.968569999997,37723.671349999997,41427.388460000002,41353.098180000001,42629.457799999996,46190.362090000002,38021.664510000002,38220.32662,6671.1780769999996,5383.7265470000002,4932.2301630000002,6100.6528319999998,6026.7265619999998,6245.379089,6197.1121220000005,5067.1180320000003,5157.0432780000001,3165186.2769999998,2135448.4240000001,1844635.8910000001,2687059.895,2634860.3160000001,2739648.77,2957513.3629999999]
["A24017PL2_5630_0001","24017","CHARLES","Lower Potomac","Potomac River Basin","Stormwater",1653.1623540000001,2264.7942509999998,2201.0468139999998,2390.855865,2426.727425,2489.0023809999998,3191.1576540000001,2120.0725819999998,2066.0897599999998,140.93489080000001,263.32316589999999,233.3306503,274.08360629999999,275.15365800000001,282.47905730000002,349.77807610000002,239.5803445,243.7468073,70234.898440000004,176430.72459999999,143079.25,188560.95559999999,188448.12359999999,192954.67189999999,266559.18170000002]
["A24017PL2_5800_0000","24017","CHARLES","Lower Potomac","Potomac River Basin","Stormwater",1631.776818,1500.695465,1450.727175,1555.715706,1539.7801440000001,1608.6947709999999,1891.0066449999999,1345.001757,1274.518145,165.02249280000001,195.07796490000001,178.36246349999999,206.7371593,199.44431589999999,211.62935830000001,231.80883979999999,166.48300979999999,158.56337400000001,52652.886460000002,66844.834480000005,58712.36548,72923.951660000006,69213.687130000006,74177.661129999993,88107.082020000002]
["A24017XL0_5340_0000","24017","CHARLES","Patuxent","Patuxent River Basin","Stormwater",12037.001039999999,18117.792740000001,17235.292389999999,19129.612730000001,19157.79016,19589.57245,20451.743839999999,16666.9319,16288.02491,1308.683622,2694.7770390000001,2252.5369580000001,2708.6449090000001,2652.7725369999998,2715.8154909999998,2630.6823119999999,2294.5446160000001,2322.5497220000002,223321.02679999999,530558.64789999998,410685.92090000003,533193.37730000005,515117.18709999998,526664.57819999999,540300.77350000001]
["A24019EL0_4591_0000","24019","DORCHESTER","Lower Eastern Shore","Eastern Shore of Chesapeake Bay","Stormwater",18626.392879999999,18214.987369999999,17768.075250000002,18331.47925,19416.269069999998,19047.263370000001,19710.835169999998,15007.077939999999,13166.413070000001,1356.75647,1306.9796449999999,1274.497261,1411.150494,1623.2669539999999,1518.909283,1340.181971,1003.507846,822.84823549999999,528519.99509999994,416685.67580000003,398402.93359999999,541002.82660000003,713788.62919999997,615028.24789999996,569240.91850000003]
["A24019EL0_4592_0000","24019","DORCHESTER","Lower Eastern Shore","Eastern Shore of Chesapeake Bay","Stormwater",2055.739212,1947.6024170000001,1897.039047,1889.8051840000001,1904.549366,1932.5933190000001,1786.940613,1560.544492,1336.2147890000001,143.1879706,143.0241413,139.1931496,142.94836900000001,146.4615574,148.5694876,119.1691666,102.15889,77.469383620000002,32517.055479999999,30488.451720000001,28928.27216,31984.148440000001,33400.835939999997,34015.331550000003,28649.590820000001]
["A24019EL0_4593_0000","24019","DORCHESTER","Lower Eastern Shore","Eastern Shore of Chesapeake Bay","Stormwater",2981.6390689999998,2694.2607039999998,2625.2368390000001,2699.5309670000001,2695.2032159999999,2785.3845329999999,2478.0751420000001,2211.0462080000002,1934.9191209999999,199.50645109999999,191.32988689999999,186.16091349999999,204.7480094,206.39588570000001,218.9508543,157.0594092,144.8080281,117.2394379,97048.234379999994,88401.508669999996,83851.654060000001,106457.99430000001,107464.20879999999,118686.9234,82699.597659999999]
["A24019EL0_4598_0000","24019","DORCHESTER","Lower Eastern Shore","Eastern Shore of Chesapeake Bay","Stormwater",58.947425420000002,45.702440619999997,44.247159660000001,44.22465777,44.127424480000002,44.42831314,183.0576763,37.235476380000001,32.561020859999999,5.8072942459999997,5.231620747,5.1040081190000004,5.1027785239999996,5.0880400989999996,5.1378915679999997,20.545076519999999,3.8265650039999999,2.9749362600000002,4096.3388670000004,3573.3090940000002,3398.1261639999998,3398.8893939999998,3383.8425160000002,3459.978224,13780.51914]
["A24019EL0_4892_0000","24019","DORCHESTER","Lower Eastern Shore","Eastern Shore of Chesapeake Bay","Stormwater",1414.863114,1170.726083,1141.142051,1103.017601,1098.6572659999999,1113.1382619999999,1680.7092130000001,917.19580250000001,767.89830380000001,97.180000269999994,80.200547130000004,78.012938719999994,75.631218799999999,75.220348169999994,76.597143500000001,122.73038870000001,53.907899409999999,37.837873209999998,40243.65857,27109.42582,25704.45494,25652.390380000001,25384.327959999999,26136.33957,66406.688479999997]
["A24019EL0_5151_0000","24019","DORCHESTER","Lower Eastern Shore","Eastern Shore of Chesapeake Bay","Stormwater",10791.530500000001,11225.510249999999,10941.143400000001,11160.98209,12056.434670000001,12259.22711,10916.99172,9150.1078899999993,7956.0842210000001,735.31018170000004,793.15365499999996,772.03336430000002,836.48637180000003,995.2903149,1002.664104,678.930699,592.66124820000005,473.0798375,166891.14869999999,166431.73000000001,158084.72949999999,203498.4381,284955.36009999999,283812.17320000002,162008.94330000001]
["A24019EL0_5262_0000","24019","DORCHESTER","Lower Eastern Shore","Eastern Shore of Chesapeake Bay","Stormwater",241.94220730000001,208.28993990000001,202.77697760000001,197.23802190000001,196.45175169999999,198.863472,158.56769180000001,164.28778629999999,138.62832549999999,17.05174637,16.058641909999999,15.633788109999999,15.28745604,15.200467590000001,15.45684338,10.99924612,11.05794276,8.0073792000000008,6746.931885,6184.2030029999996,5870.0930170000001,5862.123047,5803.1468510000004,5971.476807,4634.1977539999998]
["A24019EL0_5280_0000","24019","DORCHESTER","Lower Eastern Shore","Eastern Shore of Chesapeake Bay","Stormwater",15168.215700000001,15116.65106,14737.24487,17046.536069999998,18000.00159,21057.591919999999,19859.353640000001,13545.980509999999,12751.80428,1059.0309749999999,1017.973122,990.08345029999998,1383.7667200000001,1607.2806399999999,1781.4746090000001,1459.8448940000001,953.52210609999997,929.14787660000002,124247.00900000001,91817.475579999998,87042.115969999999,196187.97630000001,251264.8939,261246.6182,225615.97219999999]
["A24019EL0_5281_0000","24019","DORCHESTER","Lower Eastern Shore","Eastern Shore of Chesapeake Bay","Stormwater",485.9978524,429.60750200000001,417.41951749999998,410.25621039999999,411.71560670000002,417.78680420000001,634.02639769999996,342.6864205,292.8643558,40.628702760000003,38.863747600000004,37.872268320000003,37.420207980000001,37.433266639999999,37.996571060000001,61.331474299999996,27.514273060000001,20.608942880000001,14820.73308,13386.121950000001,12718.603709999999,12712.09338,12672.143550000001,12980.441779999999,22944.73083]
["A24019EL0_5282_0000","24019","DORCHESTER","Lower Eastern Shore","Eastern Shore of Chesapeake Bay","Stormwater",354.43625639999999,380.0207843,370.84369850000002,356.69755179999999,355.72032539999998,359.94644929999998,637.12441260000003,295.15017069999999,244.6878189,20.783789160000001,23.047253850000001,22.397106050000001,21.511293420000001,21.42815208,21.811214450000001,32.642610550000001,15.04943184,10.15098236,11044.389859999999,11396.124180000001,10787.036260000001,10761.69385,10675.34424,10959.84326,19929.181639999999]
["A24019EL0_5283_0000","24019","DORCHESTER","Lower Eastern Shore","Eastern Shore of Chesapeake Bay","Stormwater",735.15152739999996,593.65664289999995,575.99151229999995,570.06140140000002,568.02151490000006,573.15130620000002,1189.42392,477.9291513,412.55424399999998,65.270108699999994,59.501254080000002,58.014968160000002,57.63972235,57.352785580000003,58.092655649999998,116.519228,42.774746780000001,32.61459919,29585.900610000001,26026.954529999999,24740.157139999999,24735.208009999998,24541.306280000001,25184.406500000001,51897.481200000002]
["A24019EL0_5284_0000","24019","DORCHESTER","Lower Eastern Shore","Eastern Shore of Chesapeake Bay","Stormwater",1115.3974459999999,1131.422613,1100.6535200000001,1074.4727170000001,1072.2761840000001,1082.87616,2352.5833130000001,895.87836960000004,759.36160289999998,84.533962729999999,92.914856110000002,90.492347229999993,88.852291109999996,88.500610350000002,89.774089810000007,158.03756709999999,64.724919229999998,47.546633900000003,39407.792909999996,41362.360990000001,39278.465839999997,39232.802739999999,38955.41992,39965.492680000003,71501.390620000006]
["A24019EL0_5285_0000","24019","DORCHESTER","Lower Eastern Shore","Eastern Shore of Chesapeake Bay","Stormwater",124.271328,97.602020269999997,94.923767089999998,92.76441955,92.475288390000003,93.483119970000004,271.5003686,77.401969800000003,65.72077161,12.124482990000001,8.1632561680000002,7.9511649609999999,7.8157079219999996,7.7757239340000002,7.8956532480000003,16.747430770000001,5.7047905249999999,4.2072075680000003,7806.1921080000002,3690.871216,3505.2867740000002,3501.2405399999998,3467.9168089999998,3566.825562,7331.9646599999996]
["A24019EL0_5590_0000","24019","DORCHESTER","Lower Eastern Shore","Eastern Shore of Chesapeake Bay","Stormwater",3725.914522,3645.6930069999999,3552.3525610000002,3442.8120250000002,3429.3957260000002,3472.9998569999998,5845.4310130000003,2866.4367219999999,2409.1594970000001,254.0706035,264.76240050000001,257.76268329999999,250.91443430000001,249.56773219999999,253.89114520000001,401.86025910000001,180.41344509999999,128.84728630000001,96575.514079999994,95889.655929999994,91118.139490000001,90961.776830000003,90063.47236,92617.55833,194247.76639999999]
["A24019EL0_5766_0000","24019","DORCHESTER","Lower Eastern Shore","Eastern Shore of Chesapeake Bay","Stormwater",0,0,0,0,0,0,0,0,0,0,0,0,0,0,0,0,0,0,0,0,0,0,0,0,0]
["A24019EL0_5890_0000","24019","DORCHESTER","Lower Eastern Shore","Eastern Shore of Chesapeake Bay","Stormwater",0,0,0,0,0,0,0,0,0,0,0,0,0,0,0,0,0,0,0,0,0,0,0,0,0]
["A24019EL1_5150_0001","24019","DORCHESTER","Lower Eastern Shore","Eastern Shore of Chesapeake Bay","Stormwater",2900.6644329999999,2869.5618319999999,2798.3798059999999,2842.5152889999999,2856.1188809999999,2939.7302089999998,2033.811768,2505.8554869999998,2310.8392739999999,249.62774089999999,249.5116587,242.61794380000001,263.01926040000001,268.4598656,281.54638290000003,159.95965580000001,190.85501249999999,156.3463916,182398.42730000001,156751.42290000001,148541.4712,200552.8125,208821.4688,227893.6758,122300.48050000001]
["A24019EL2_4630_0000","24019","DORCHESTER","Lower Eastern Shore","Eastern Shore of Chesapeake Bay","Stormwater",1044.56043,998.89619579999999,974.30721029999995,1034.0458759999999,1071.502403,1093.4125059999999,782.67271419999997,837.21902680000005,745.82690439999999,70.997911930000001,63.905040499999998,62.12969837,74.318159100000003,82.262208939999994,83.038120269999993,44.067699429999998,51.50226232,44.417304960000003,19372.58569,13245.98373,12548.75296,20342.132809999999,24426.28125,24312.59375,11100.0188]
["A24019EL2_4634_0000","24019","DORCHESTER","Lower Eastern Shore","Eastern Shore of Chesapeake Bay","Stormwater",3512.700468,3755.938846,3661.5071269999999,4014.1723940000002,3577.5792849999998,4249.3900750000003,3612.9641120000001,3229.3744860000002,2941.286059,230.89815619999999,254.034671,247.08270250000001,311.38406370000001,241.399292,350.96709449999997,212.4869309,216.3461676,195.8551444,56392.927909999999,56838.281170000002,53884.864289999998,92894.126959999994,53939.899409999998,111997.97070000001,55040.681640000003]
["A24019EM0_4322_0000","24019","DORCHESTER","Choptank","Eastern Shore of Chesapeake Bay","Stormwater",4734.4599340000004,6267.5626389999998,6182.9203740000003,6487.8352969999996,7353.4358819999998,6932.3423759999996,8369.1232560000008,5134.4662250000001,4435.4967930000003,298.65701660000002,398.43620060000001,390.40887479999998,452.67300610000001,605.89657780000005,506.08808329999999,527.36444930000005,312.03354760000002,259.78332940000001,66779.112059999999,79886.492670000007,75871.420039999997,115347.1753,194039.8101,136882.53270000001,165031.2996]
["A24019EM0_4880_0000","24019","DORCHESTER","Choptank","Eastern Shore of Chesapeake Bay","Stormwater",12968.718279999999,13279.67834,12964.909170000001,13440.051670000001,13789.256869999999,14041.579379999999,13454.037259999999,10726.58232,9234.3644260000001,888.25842309999996,871.96754280000005,849.85427630000004,964.1159821,1042.043289,1052.6486970000001,842.23939519999999,672.87248209999996,554.88461940000002,248553.87179999999,188266.30910000001,180328.50700000001,268474.17190000002,314220.06640000001,312814.42190000002,266435.0625]
["A24019EM0_4881_0000","24019","DORCHESTER","Choptank","Eastern Shore of Chesapeake Bay","Stormwater",20679.641380000001,19045.14745,18579.018370000002,18382.39832,18722.460330000002,33477.191160000002,32086.787479999999,14830.445229999999,12331.396479999999,1333.5381990000001,1229.1422239999999,1195.617184,1226.061571,1283.074104,2325.2049139999999,1811.0762520000001,857.54190389999997,632.15838369999994,548747.54949999996,445614.19329999998,422971.52340000001,477056.37219999998,514619.97509999998,950252.00109999999,791070.49329999997]
["A24019EM0_4883_0000","24019","DORCHESTER","Choptank","Eastern Shore of Chesapeake Bay","Stormwater",4498.3043209999996,4350.3179929999997,4270.3760990000001,5090.4891360000001,4824.1735239999998,5510.9270020000004,5461.5178230000001,3931.0882820000002,3704.8964040000001,362.90269469999998,299.97290040000001,293.84970090000002,429.55670170000002,398.91130829999997,505.55419920000003,374.01340479999999,293.9271756,293.97882540000001,292328.42190000002,157980.375,150829.76949999999,342173.07030000002,297500.38669999997,433548.91810000001,284707.86719999998]
["A24019EM0_4884_0000","24019","DORCHESTER","Choptank","Eastern Shore of Chesapeake Bay","Stormwater",1152.3416010000001,1183.879537,1154.59211,1261.4112849999999,1329.456574,1347.387512,760.7990264,992.95486630000005,885.19670410000003,86.408881429999994,76.726640709999998,74.602524149999994,94.376960760000003,108.03531270000001,107.4629097,44.585470200000003,64.83397205,58.321603979999999,53786.019079999998,26276.752420000001,24898.058870000001,53570.246090000001,70037.351559999996,67390.703129999994,18686.648929999999]
["A24019EM0_4885_0000","24019","DORCHESTER","Choptank","Eastern Shore of Chesapeake Bay","Stormwater",9051.3901370000003,8757.0532980000007,8540.9059300000008,8234.5809320000008,8899.6165770000007,8377.2030030000005,10537.888790000001,6684.4687089999998,5446.843895,555.64106839999999,563.99249459999999,548.35097880000001,529.18859859999998,647.74329379999995,540.18528749999996,654.10330199999999,371.51654619999999,253.62692440000001,259061.73980000001,248850.84419999999,235773.55300000001,235265.67970000001,360385.5,241169.8829,410666.57040000003]
["A24019EM0_4886_0000","24019","DORCHESTER","Choptank","Eastern Shore of Chesapeake Bay","Stormwater",1046.0248329999999,1050.713303,1025.2898889999999,1033.964256,1053.499172,1070.3999289999999,320.07040410000002,828.44822639999995,697.22045109999999,68.402261730000006,64.058263420000003,62.253826859999997,67.019158360000006,71.044458399999996,71.909461019999995,19.47334957,46.210419289999997,35.51481424,41941.627869999997,28958.290529999998,27413.069459999999,36510.323239999998,41250.149420000002,41421.679689999997,12105.20874]
["A24019EM0_4887_0000","24019","DORCHESTER","Choptank","Eastern Shore of Chesapeake Bay","Stormwater",257.28860470000001,252.47520449999999,245.772705,239.12490080000001,300.36533730000002,244.01530460000001,276.89930720000001,195.1693985,161.43386079999999,18.832575800000001,19.582183839999999,19.0646925,18.64844751,29.517092229999999,19.054167270000001,19.143754000000001,13.42629526,9.6673637679999995,9885.9110099999998,9653.6717530000005,9163.7141109999993,9150.3911129999997,16270.58215,9407.7521980000001,10249.00635]
["A24019EM0_4888_0000","24019","DORCHESTER","Choptank","Eastern Shore of Chesapeake Bay","Stormwater",2368.5480040000002,2877.4180299999998,2808.9294810000001,3048.3907170000002,3193.5769959999998,3265.1127320000001,3130.946813,2404.6879260000001,2135.1935560000002,149.8975887,186.70785330000001,178.25366779999999,223.11690909999999,254.82449339999999,256.48772810000003,162.7775695,154.77029300000001,139.11470980000001,88286.490229999996,100671.9473,90281.693360000005,160809.95699999999,202718.80470000001,200121.47270000001,95308.095709999994]
["A24019EM0_4889_0000","24019","DORCHESTER","Choptank","Eastern Shore of Chesapeake Bay","Stormwater",3384.5817870000001,3225.0733489999998,3146.9732819999999,3137.7468680000002,3161.8865660000001,3196.9814879999999,3048.0220949999998,2511.394112,2087.674665,197.9950809,197.14144709999999,191.59288789999999,199.30366319999999,206.6478893,208.7866573,154.57866290000001,137.3573509,101.20032620000001,98216.96875,92597.258780000004,87660.369149999999,107718.1691,117648.383,118474.9999,87765.289059999996]
["A24019EM0_4890_0000","24019","DORCHESTER","Choptank","Eastern Shore of Chesapeake Bay","Stormwater",1409.1997679999999,2227.560043,2185.5021969999998,2337.2887879999998,2547.3075260000001,2553.6000669999999,4029.6213379999999,1860.538384,1643.8958419999999,96.36018181,162.19293210000001,148.3468666,175.58621980000001,215.41445160000001,205.95897289999999,286.48934559999998,126.8689808,112.5503903,26288.635740000002,46081.527349999997,36916.962890000003,55717.403319999998,78868.88867,70898.880860000005,113795.9795]
["A24019EM0_4891_0000","24019","DORCHESTER","Choptank","Eastern Shore of Chesapeake Bay","Stormwater",13.53333724,17.175806999999999,16.652155629999999,16.516866919999998,16.474726199999999,16.612298970000001,66.37316131,13.571375,11.51752125,1.2571964179999999,1.7869432869999999,1.742468283,1.734204665,1.7268067600000001,1.74764505,6.5724015839999996,1.284884556,0.97982873800000003,749.88813019999998,1018.5410419999999,968.28339949999997,968.14369399999998,962.25741770000002,985.77878759999999,3742.7727669999999]
["A24019EM0_5260_0000","24019","DORCHESTER","Choptank","Eastern Shore of Chesapeake Bay","Stormwater",3485.8062970000001,3188.553817,3105.7570580000001,3491.4146420000002,3088.2279360000002,3672.474549,3281.1329879999998,2744.3378149999999,2503.391654,239.0598641,234.25665380000001,227.98259250000001,294.3270187,233.81277660000001,331.1205521,220.2931395,204.75815109999999,189.2751901,141565.05739999999,132705.96220000001,125915.4662,215306.78709999999,139220.8818,258454.47649999999,145580.62400000001]
["A24019EM0_5261_0000","24019","DORCHESTER","Choptank","Eastern Shore of Chesapeake Bay","Stormwater",944.66622170000005,861.67543790000002,839.2926559,868.11594390000005,892.16864780000003,896.07281490000003,524.48978420000003,695.45633580000003,599.56545570000003,73.898623470000004,63.326911449999997,61.630731109999999,68.067252629999999,73.418540010000001,72.779579159999997,41.636047840000003,48.003098610000002,38.918010279999997,39127.812140000002,29554.468629999999,28042.212159999999,33231.50879,36671.018060000002,36266.010750000001,23587.420170000001]
["A24019EM0_5263_0000","24019","DORCHESTER","Choptank","Eastern Shore of Chesapeake Bay","Stormwater",0,0,0,0,0,0,0,0,0,0,0,0,0,0,0,0,0,0,0,0,0,0,0,0,0]
["A24021PM1_3450_3400","24021","FREDERICK","Upper Potomac","Potomac River Basin","Stormwater",8007.1719460000004,7909.0309189999998,7799.4902039999997,7655.9903029999996,7758.7979889999997,7702.0891799999999,7694.4763240000002,7400.7072019999996,7134.8518670000003,956.66461760000004,970.98929710000004,947.19471329999999,934.6152611,972.52562709999995,944.98749550000002,836.128241,837.47148189999996,764.32266100000004,772914.50230000005,740509.67799999996,707510.62780000002,710237.03720000002,752966.19140000001,719068.00589999999,682319.30559999996]
["A24021PM1_3710_4040","24021","FREDERICK","Upper Potomac","Potomac River Basin","Stormwater",56504.261440000002,91251.459900000002,91550.662979999994,91258.016740000006,94346.86477,95034.817280000003,81113.282850000003,88396.601970000003,86293.894639999999,4573.5858289999996,7284.8147859999999,6710.0028060000004,6668.1551040000004,7314.4901719999998,7206.8187250000001,5110.7079460000004,6222.1878180000003,5896.9778269999997,4110412.963,6006186.3689999999,5069947.3689999999,5101125.0719999997,5897683.7750000004,5680307.3689999999,4169144.4939999999]
["A24021PM2_2860_3040","24021","FREDERICK","Upper Potomac","Potomac River Basin","Stormwater",234.14543739999999,220.67220599999999,215.67654049999999,210.96025299999999,206.3378458,210.8390589,150.22579579999999,204.92831899999999,197.76283799999999,53.926332520000003,53.469242059999999,51.115034780000002,50.187006949999997,47.783050299999999,50.750997300000002,33.248889929999997,45.359065749999999,41.521753050000001,95319.672420000003,90141.758180000004,82371.124960000001,82701.966310000003,75501.961429999996,84540.318360000005,59886.41992]
["A24021PM2_3400_3340","24021","FREDERICK","Upper Potomac","Potomac River Basin","Stormwater",267.9906507,262.6961493,257.84888339999998,254.7007246,254.16894919999999,256.58580009999997,159.9318189,246.2017496,238.43699380000001,15.341877459999999,16.143543180000002,15.355896469999999,15.33829641,15.49877942,15.59578073,8.7650350929999998,13.78435855,12.7366666,28585.837009999999,29003.464970000001,26413.4748,27084.936280000002,27534.85413,27648.79248,15893.480369999999]
["A24021PM3_3040_3340","24021","FREDERICK","Upper Potomac","Potomac River Basin","Stormwater",13855.21716,14789.85858,14519.81818,14480.338030000001,14543.60779,14606.103880000001,14378.987639999999,13981.739750000001,13623.02081,1147.4696960000001,1277.3799899999999,1194.931728,1220.1796340000001,1249.2532839999999,1240.3911290000001,1043.1632,1099.834908,1036.4370280000001,682934.46889999998,719782.39859999996,621127.76569999999,670976.31449999998,700188.83299999998,684061.90630000003,618120.00780000002]
["A24021PM4_3340_3341","24021","FREDERICK","Upper Potomac","Potomac River Basin","Stormwater",75002.117610000001,99743.847469999993,99249.833660000004,98386.825840000005,99820.206449999998,100772.6784,102505.16959999999,95234.462220000001,92557.547919999997,4407.7379229999997,5842.0381470000002,5520.737873,5499.8437690000001,5774.5317269999996,5772.0879709999999,5175.1988099999999,5027.8528200000001,4699.2627839999996,3528791.9730000002,4332565.7539999997,3878396.9419999998,3959439.52,4263283.7149999999,4214364.4730000002,4179530.2850000001]
["A24021PM4_3341_4040","24021","FREDERICK","Upper Potomac","Potomac River Basin","Stormwater",142582.0772,156243.93950000001,153478.7641,151060.52110000001,152589.9853,152831.93400000001,139087.2212,144621.53349999999,138716.71309999999,7115.955492,7799.0600619999996,7362.0909220000003,7271.150396,7584.1923569999999,7524.1621500000001,5661.6321809999999,6654.1958160000004,6182.2657449999997,4414025.8930000002,4521345.7050000001,4097272.9240000001,4118205.09,4373672.7340000002,4304438.58,3318126.58]
["A24021PM4_4040_4410","24021","FREDERICK","Upper Potomac","Potomac River Basin","Stormwater",225926.8921,303886.8847,302552.03080000001,300819.66649999999,308893.72220000002,310864.4878,312564.47610000003,283735.28419999999,271190.78639999998,10431.17993,15050.21695,13735.70664,13586.18482,14670.82742,14501.55429,12581.99985,12746.97934,12087.827810000001,6807866.9689999996,9449036.7190000005,7866728.0310000004,7800085.125,8826817.625,8557757.2190000005,7657819.2189999996]
["A24021PM7_4200_4410","24021","FREDERICK","Upper Potomac","Potomac River Basin","Stormwater",16791.364010000001,28376.374029999999,28944.074710000001,28560.403559999999,30048.990229999999,29966.29175,34041.215340000002,26363.333200000001,24642.83886,686.94604870000001,1155.094116,1108.560287,1073.715782,1226.401779,1176.711609,1145.3809819999999,1015.429674,953.3425992,409501.83199999999,662429.47660000005,596029.94530000002,569554.17969999998,708727.49620000005,654053.00009999995,669919.01560000004]
["A24021PM7_4410_4620","24021","FREDERICK","Middle Potomac","Potomac River Basin","Stormwater",1018.930939,871.63216399999999,847.5970916,822.45050819999994,809.43945710000003,811.25772099999995,757.32798769999999,752.82028349999996,689.6357448,31.444294930000002,26.782481910000001,26.00547409,25.299544569999998,24.84155655,25.02960968,19.59695816,22.596773349999999,20.324306190000001,14794.14465,11354.58887,10766.299929999999,10737.97388,10498.27795,10613.795410000001,9291.0068360000005]
["A24023PU1_3850_4190","24023","GARRETT","Upper Potomac","Potomac River Basin","Stormwater",210.9480159,160.60894690000001,160.0003529,159.9761906,165.9345184,160.0157605,210.5531369,148.4824524,140.80385200000001,346.19887779999999,327.1818677,327.04347710000002,326.87040990000003,349.22249890000001,327.59614470000002,383.2043104,292.55756609999997,269.56695880000001,161287.56890000001,152432.91070000001,151491.59160000001,151679.82689999999,171499.18239999999,152664.8083,183648.3358]
["A24023PU1_3940_3970","24023","GARRETT","Upper Potomac","Potomac River Basin","Stormwater",3481.0367620000002,2492.6354510000001,2477.6838389999998,2467.5873689999999,2477.2456630000001,2466.8739599999999,2427.9387489999999,2320.6729540000001,2215.9990299999999,2414.9275819999998,2384.1672389999999,2394.0602509999999,2384.338659,2393.0124219999998,2384.376291,2361.5767989999999,2116.8215319999999,1931.9957199999999,2200587.159,2171785.4789999998,2182982.253,2171713.8870000001,2182203.699,2172290.38,2162578.162]
["A24023PU1_4190_4300","24023","GARRETT","Upper Potomac","Potomac River Basin","Stormwater",400.58445069999999,269.9769445,269.70999440000003,269.94705310000001,271.33697239999998,269.75147729999998,275.59967440000003,251.08423769999999,238.6670666,349.58856200000002,273.34895369999998,274.69587439999998,274.74518799999998,277.94570950000002,274.85578370000002,271.15355879999998,246.6296293,227.9187992,125170.05070000001,77666.912110000005,77676.991569999998,77753.559389999995,79176.653619999997,78006.590389999998,77459.656430000003]
["A24023PU1_4300_4440","24023","GARRETT","Upper Potomac","Potomac River Basin","Stormwater",2258.4430750000001,1697.426365,1675.968247,1660.861803,1669.6260589999999,1659.5065520000001,1612.700783,1559.7316499999999,1482.2405859999999,1002.6116490000001,997.10343450000005,989.65055319999999,979.79746179999995,986.69368680000002,979.74985170000002,951.44847110000001,868.65131250000002,787.98515210000005,1095923.3189999999,1034163.525,988581.73759999999,935391.40009999997,976049.07990000001,936065.7844,921820.65330000001]
["A24023PU2_4720_4750","24023","GARRETT","Upper Potomac","Potomac River Basin","Stormwater",299.20774929999999,225.0967632,223.5854879,220.88760579999999,222.96099129999999,221.09129609999999,216.8980215,207.6812252,197.07838340000001,794.77236860000005,795.35070280000002,793.59279070000002,782.15130969999996,790.23509230000002,782.57861339999999,766.58246759999997,718.86240290000001,669.04214439999998,510219.17479999998,510167.32179999998,507862.84049999999,498475.15250000003,505739.80680000002,498894.076,495195.0025]
["A24023PU2_4750_4450","24023","GARRETT","Upper Potomac","Potomac River Basin","Stormwater",44.860893879999999,30.47251296,30.04586291,30.045440670000001,30.19137096,30.05751038,33.768751139999999,28.203518379999998,26.975288689999999,15.632528349999999,14.75053668,14.72916436,14.728882309999999,14.81049013,14.73587727,15.87697219,13.470539029999999,12.63145548,16625.696240000001,15673.44117,15641.80018,15641.45313,15751.67627,15655.567139999999,16783.33741]
["A24023PU3_4450_4440","24023","GARRETT","Upper Potomac","Potomac River Basin","Stormwater",4237.4877909999996,3098.186784,3066.1394009999999,3033.9401549999998,3026.1115719999998,3026.8401490000001,3044.6391910000002,2851.6835420000002,2708.7129690000002,1198.312048,1173.093026,1170.0404289999999,1156.857616,1156.373149,1156.1595219999999,1141.9712629999999,1061.8203370000001,989.6736095,683121.8003,657568.28989999997,653118.32339999999,636177.17920000001,636813.64309999999,636494.46140000003,633457.91650000005]
["A24025SL0_2721_2720","24025","HARFORD","Upper Western Shore","Susquehanna River Basin","Stormwater",50678.328009999997,49677.205809999999,48268.895689999998,48648.356690000001,48098.708989999999,48236.428950000001,50756.56323,40022.015299999999,34524.09504,1228.5224499999999,1077.1537169999999,1025.346348,1098.35212,1101.3912809999999,1101.8629000000001,1064.969482,792.22305440000002,636.80752540000003,2276630.9449999998,1574968.547,1428963.6640000001,1714123.9850000001,1745848.203,1735625.469,1882977.1880000001]
["A24025SL2_2750_2720","24025","HARFORD","Upper Western Shore","Susquehanna River Basin","Stormwater",4448.5503840000001,4347.8812870000002,4217.9249419999996,4230.8648830000002,4195.8129879999997,4196.6629640000001,3711.5010990000001,3554.769233,3112.6654269999999,99.92338848,96.524670599999993,90.570626730000001,97.184681409999996,98.57391835,97.858079910000001,68.672998430000007,71.362816890000005,58.557610330000003,99796.976079999993,86944.490229999996,77046.749020000003,91797.292000000001,95168.873040000006,93428.369149999999,60933.359369999998]
["A24025SL2_2910_3060","24025","HARFORD","Upper Western Shore","Susquehanna River Basin","Stormwater",31986.889279999999,32333.203549999998,31495.767820000001,31776.510869999998,31549.751339999999,31573.72193,32193.440060000001,26818.881959999999,23700.958060000001,2300.9573519999999,2015.4624409999999,1914.8570560000001,2068.1286009999999,2097.9894709999999,2081.8429259999998,1902.3631290000001,1491.3510679999999,1209.0137420000001,3154797.7659999998,2054017.703,1847477.969,2264445.625,2357196,2301747.875,2311221.8130000001]
["A24025SL2_3060_0001","24025","HARFORD","Upper Western Shore","Susquehanna River Basin","Stormwater",75702.842290000001,86806.629889999997,84612.063469999994,85655.432119999998,85553.198499999999,85756.493650000004,91680.525389999995,68874.483389999994,58382.763330000002,3878.5838319999998,4074.0900569999999,3726.1585690000002,4043.0954590000001,4151.7105410000004,4110.5013419999996,4008.7789309999998,2967.4320509999998,2461.614372,5522468,4776982.9060000004,3979583.375,4821307.5,5098746.4380000001,4956453,5416879]
["A24025SL9_2720_0001","24025","HARFORD","Upper Western Shore","Susquehanna River Basin","Stormwater",16583.242429999998,12983.066500000001,12592.306640000001,12251.23401,11989.55005,11970.017089999999,11373.809080000001,9971.7347769999997,8224.6868680000007,355.07340950000003,243.27374130000001,236.52574340000001,230.18829349999999,226.0246162,226.66184999999999,199.1381035,171.10777340000001,127.4957934,501733.1263,259207.47659999999,247535.6575,243787.62890000001,239333.40919999999,240624.7617,228035.47270000001]
["A24025SL9_2970_0000","24025","HARFORD","Upper Western Shore","Susquehanna River Basin","Stormwater",33884.08642,38392.43982,36716.828730000001,38091.847130000002,37692.010009999998,38168.523679999998,31008.165280000001,30242.921890000001,25926.983990000001,2161.6666829999999,2414.7614359999998,2123.8832699999998,2397.212313,2400.4227940000001,2440.8785400000002,1574.628033,1763.1309220000001,1522.6293559999999,882617.37210000004,893016.6544,716326.61230000004,891056.16460000002,895729.74470000004,914843.17969999998,522280.3125]
["A24025SL9_2971_0000","24025","HARFORD","Upper Western Shore","Susquehanna River Basin","Stormwater",538.08312750000005,321.71786450000002,312.31567330000001,308.42767329999998,304.27218909999999,303.81990059999998,205.77478790000001,250.14813710000001,208.70311290000001,42.02054416,21.587078630000001,21.110596359999999,20.963099119999999,20.72743681,20.735033040000001,14.20746183,15.513256009999999,11.78169578,153719.05609999999,41526.372139999999,39903.777699999999,39889.94758,39369.86563,39424.249519999998,28093.574100000002]
["A24025WU0_3160_0000","24025","HARFORD","Upper Western Shore","Western Shore of Chesapeake Bay","Stormwater",5193.3135199999997,4026.109547,3904.180433,3812.8685949999999,3733.4370950000002,3723.9001469999998,3567.8930660000001,3058.0667400000002,2493.9909440000001,447.05090259999997,349.21822359999999,339.61201840000001,333.64819560000001,327.87272780000001,328.73739619999998,285.38116459999998,240.8196385,174.95805189999999,133444.67739999999,90691.546340000001,86518.546950000004,86473.793489999996,84971.168340000004,85329.060549999995,77844.630860000005]
["A24025WU0_3161_0000","24025","HARFORD","Upper Western Shore","Western Shore of Chesapeake Bay","Stormwater",77852.307639999999,81268.789120000001,79422.577390000006,79975.455440000005,80236.866829999999,79735.058850000001,77388.195070000002,63698.231979999997,53215.335039999998,4001.5063740000001,4140.570068,3852.851494,4124.02945,4304.9872329999998,4181.4066700000003,3505.5568170000001,3006.9530020000002,2443.0206750000002,963146.2574,891907.4449,781389.94880000001,903944.60990000004,976407.81299999997,925408.43709999998,786530.37459999998]
["A24025WU0_3162_0000","24025","HARFORD","Upper Western Shore","Western Shore of Chesapeake Bay","Stormwater",0,0,0,0,0,0,0,0,0,0,0,0,0,0,0,0,0,0,0,0,0,0,0,0,0]
["A24025WU0_3250_0001","24025","HARFORD","Upper Western Shore","Western Shore of Chesapeake Bay","Stormwater",86575.938880000002,95663.7785,93057.167730000001,92635.914780000006,91621.127800000002,91897.656010000006,85688.309080000006,81245.263300000006,73370.660340000002,6242.2563559999999,5906.5802700000004,5412.2562600000001,5621.770227,5672.6126020000002,5675.3333320000002,4182.645923,4168.2779259999998,3338.9590360000002,5807990.0470000003,4419508.0429999996,3776650.2230000002,4150218.6069999998,4251540.682,4232843.1409999998,2992353.1409999998]
["A24025WU0_3251_0000","24025","HARFORD","Upper Western Shore","Western Shore of Chesapeake Bay","Stormwater",7755.2402119999997,7210.0083709999999,6991.1417330000004,7087.4528810000002,7005.1884229999996,6984.172791,6903.3580089999996,5610.0378989999999,4689.302009,766.12617069999999,608.28414150000003,591.18761519999998,647.79314929999998,651.26236459999996,647.37282570000002,531.09329419999995,455.22661829999998,364.58595380000003,368711.41619999998,196628.65839999999,187449.23079999999,238487.89060000001,244148.7537,240528.0938,193607.03320000001]
["A24025WU0_3252_0000","24025","HARFORD","Upper Western Shore","Western Shore of Chesapeake Bay","Stormwater",4794.0873259999998,4789.3356329999997,4647.5146489999997,4752.2687530000003,4714.3810880000001,4738.8002319999996,4029.277603,3766.957543,3179.919472,471.97750660000003,436.41837320000002,398.49074180000002,445.41218570000001,451.09947970000002,452.46689609999999,298.38661280000002,320.87323789999999,269.12823529999997,254883.51759999999,195046.5723,165222.56839999999,205865.59959999999,211391.6758,211282.3633,127105.85649999999]
["A24025WU0_3253_0000","24025","HARFORD","Upper Western Shore","Western Shore of Chesapeake Bay","Stormwater",98303.046990000003,94506.258300000001,91367.879929999996,93295.531170000002,94235.227589999995,94128.351120000007,92218.693899999998,74847.536789999998,63833.974699999999,6714.0348400000003,5764.4163200000003,5114.2041470000004,5621.5730430000003,5921.3237740000004,5810.8674149999997,4920.2444910000004,4192.7614089999997,3578.4662509999998,2813935.8149999999,1965042.452,1583560.0649999999,1894463.3189999999,2069208.862,1993982.061,1659733.3740000001]
["A24025WU0_3254_0000","24025","HARFORD","Upper Western Shore","Western Shore of Chesapeake Bay","Stormwater",10486.0185,10942.360290000001,10865.102150000001,10791.387129999999,10433.080760000001,10692.94232,11914.394780000001,8680.2135230000004,7223.6211039999998,1355.900255,1055.3960259999999,1026.3593920000001,1055.6118819999999,1000.610728,1064.4298249999999,1139.456085,789.66553769999996,631.86963490000005,799233.86230000004,421455.20260000002,398473.76120000001,429619.41810000001,392011.8885,438350.96879999997,520045.92979999998]
["A24025WU0_3540_0000","24025","HARFORD","Upper Western Shore","Western Shore of Chesapeake Bay","Stormwater",18565.721600000001,15356.987069999999,14898.323759999999,14544.765439999999,14563.99747,14516.534669999999,15341.513059999999,11681.029259999999,9536.1662620000006,1980.318217,1372.4869940000001,1337.061586,1313.9732469999999,1378.340449,1370.274101,1309.972092,955.88777800000003,701.77190589999998,937537.30200000003,428438.69219999999,410977.4327,410781.41159999999,466786.96399999998,458973.02340000001,463344.54690000002]
["A24025WU1_3240_3331","24025","HARFORD","Upper Western Shore","Western Shore of Chesapeake Bay","Stormwater",45855.54249,51593.268799999998,50358.638429999999,50617.735289999997,50693.637790000001,50735.982179999999,44360.423589999999,45079.005449999997,41559.25013,3775.971802,3878.2411809999999,3542.9786979999999,3782.385792,3926.979793,3887.9325560000002,2677.7973019999999,2755.4094359999999,2230.3632619999998,8407053.5309999995,7249726.4380000001,6096527.3130000001,7096361.3279999997,7626234.8590000002,7440687,5135222]
["A24025WU1_3330_0001","24025","HARFORD","Upper Western Shore","Western Shore of Chesapeake Bay","Stormwater",31080.83899,30946.863249999999,29865.694650000001,30138.876960000001,29814.592560000001,30022.15192,28338.526679999999,25244.403699999999,22163.54307,3103.926262,2600.5730669999998,2337.549172,2497.6335869999998,2514.3721690000002,2531.912613,1968.4529419999999,1867.9089140000001,1554.815409,10588707.130000001,6798567.5700000003,5585774.7460000003,6433183.0820000004,6551290.7769999998,6592829.1490000002,4794098.1490000002]
["A24025WU1_3331_3330","24025","HARFORD","Upper Western Shore","Western Shore of Chesapeake Bay","Stormwater",42991.069329999998,44954.807370000002,43444.087890000003,43911.529399999999,43566.410409999997,43808.970209999999,38015.090700000001,37264.520830000001,33144.809450000001,2375.645141,2242.7200320000002,2001.497406,2151.055249,2169.5800519999998,2185.5596919999998,1538.2288209999999,1605.7353129999999,1341.893918,6188523.3130000001,4930917.875,4049265.8130000001,4665683.1529999999,4748702.693,4788388.3130000001,3260331.125]
["A24025WU1_3482_0001","24025","HARFORD","Upper Western Shore","Western Shore of Chesapeake Bay","Stormwater",57469.27018,53697.904519999996,51835.037230000002,52974.057580000001,52169.765330000002,52091.385759999997,52345.741470000001,45506.321920000002,41287.178379999998,3200.8561410000002,2853.539487,2675.5443930000001,3029.696672,3006.4363499999999,2987.01719,2707.2906579999999,2160.1677100000002,1816.583255,5860166.5829999996,4230324.3640000001,3698446.9890000001,5077529.9740000004,5058355.38,4965445.0829999996,5103187.0829999996]
["A24025WU2_3020_3320","24025","HARFORD","Upper Western Shore","Western Shore of Chesapeake Bay","Stormwater",68.776172880000004,73.059968119999994,71.128568299999998,68.482398979999999,69.739552270000004,68.643608810000003,71.177879329999996,66.00294298,62.58585944,5.1504345200000001,6.3446304429999998,5.8843079210000004,5.5070492030000002,5.7987959379999996,5.5166826840000001,5.0506869549999998,4.9097038419999999,4.2599677890000001,2019.9976340000001,2741.2910780000002,2380.4741760000002,2131.0351409999998,2355.5827640000002,2133.2508849999999,1951.4083250000001]
["A24027WM0_3742_0000","24027","HOWARD","Patapsco/Back","Western Shore of Chesapeake Bay","Stormwater",0,0,0,0,null,null,null,0,0,0,0,0,0,null,null,null,0,0,0,0,0,0]
["A24027WM0_3961_0000","24027","HOWARD","Patapsco/Back","Western Shore of Chesapeake Bay","Stormwater",0,0,0,0,0,0,0,0,0,0,0,0,0,0,0,0,0,0,0,0,0,0,0,0,0]
["A24027WM0_3964_0000","24027","HOWARD","Patapsco/Back","Western Shore of Chesapeake Bay","Stormwater",0,0,0,0,null,null,null,0,0,0,0,0,0,null,null,null,0,0,0,0,0,0]
["A24027WM1_3882_3880","24027","HOWARD","Patapsco/Back","Western Shore of Chesapeake Bay","Stormwater",3299.9459000000002,3574.115284,3578.063686,3552.3757439999999,3558.7100139999998,3630.7204849999998,3664.4222370000002,3301.6177379999999,3117.32044,365.72787949999997,417.77673290000001,398.75896410000001,405.3905901,396.28114090000003,416.94694090000002,369.57738440000003,329.52610429999999,283.37086440000002,779360.62309999997,848692.67,764240.39650000003,809685.11529999995,769341.66989999998,834786.67,808297.27159999998]
["A24027WM3_3880_4060","24027","HOWARD","Patapsco/Back","Western Shore of Chesapeake Bay","Stormwater",6768.2521820000002,9398.5013589999999,9513.3784950000008,9307.9511430000002,9405.4563319999997,9574.0635380000003,9581.8099060000004,8236.0620569999992,7384.5177649999996,228.28239350000001,334.56831080000001,317.69996259999999,306.55883219999998,308.89357860000001,322.94922639999999,269.6581688,254.39077109999999,212.1846434,602513.57039999997,839185.6446,750065.41029999999,723284.00829999999,727257.09580000001,774154.51569999999,697601.85939999996]
["A24027WM3_4060_0001","24027","HOWARD","Patapsco/Back","Western Shore of Chesapeake Bay","Stormwater",49427.672850000003,55531.626830000001,54727.890870000003,51161.093869999997,50747.310980000002,51031.958409999999,55097.804329999999,45712.837670000001,39702.802210000002,1892.1511230000001,2093.4316410000001,2021.519364,1820.088448,1790.7755259999999,1814.6195640000001,1810.9373559999999,1612.2686140000001,1339.4347809999999,3861774.375,3756042.125,3521643.5,3047031.227,2958998.1409999998,3022495.1719999998,3287027]
["A24027XU0_4090_4270","24027","HOWARD","Patuxent","Patuxent River Basin","Stormwater",150763.09080000001,149320.56709999999,147592.47510000001,142976.73360000001,142532.46840000001,143683.51999999999,136140.18979999999,138865.33009999999,133047.2334,9489.9506220000003,9276.5359649999991,8942.7871090000008,8607.3641939999998,8507.6088299999992,8692.5247799999997,7139.6126249999998,7990.644029,7355.8819759999997,19435428.719999999,17039688.309999999,15922917.970000001,15428930.59,15099725.73,15563399,13755168.880000001]
["A24027XU0_4091_4270","24027","HOWARD","Patuxent","Patuxent River Basin","Stormwater",76109.700200000007,103183.25290000001,104008.80839999999,103155.2096,103733.9278,105483.55959999999,98395.65552,98605.70306,95003.632870000001,4968.4165650000004,6547.7042229999997,6276.0640869999997,6309.1810690000002,6258.4296869999998,6496.0041499999998,5158.4366149999996,5714.0136210000001,5339.3133099999995,9275972.3129999992,10908360,9911204,10242488.310000001,10024645.390000001,10551473,9035443]
["A24027XU0_4130_4070","24027","HOWARD","Patuxent","Patuxent River Basin","Stormwater",2.860220671,3.781007357,3.857276895,3.840973907,3.8670676350000002,3.9037606130000002,4.0691386009999997,3.6642976329999999,3.5356447910000002,13.08636963,16.255318880000001,16.288647180000002,16.534777049999999,16.363054399999999,16.502209069999999,15.89766741,15.558973719999999,15.072524749999999,23134.161380000001,24579.728029999998,24012.299559999999,25336.773929999999,24596.982179999999,24584.741699999999,27493.91259]
["A24027XU2_4070_4330","24027","HOWARD","Patuxent","Patuxent River Basin","Stormwater",76.707004789999999,103.00533609999999,104.57117270000001,103.5302935,104.9720631,106.4791513,117.56019070000001,98.96550234,95.228388749999993,56.124951850000002,73.82425499,72.169615269999994,72.026845929999993,72.798144820000005,74.933364389999994,72.919196130000003,68.069680419999997,65.336390519999995,83917.933590000001,96678.627930000002,88950.235350000003,91317.419930000004,91734.949470000007,96369.839840000001,106161.1211]
["A24027XU2_4270_4650","24027","HOWARD","Patuxent","Patuxent River Basin","Stormwater",86911.467229999995,84668.185549999995,83675.652279999995,81651.405029999994,81396.902799999996,82860.154540000003,77830.703850000005,79159.551300000006,76148.817309999999,5872.1978319999998,6311.9491310000003,5921.731503,5765.8217350000004,5649.9720820000002,5906.3856649999998,4831.2689360000004,5385.3001640000002,5027.6792720000003,1888684.906,1957817.4669999999,1776813.92,1733195.1569999999,1677538.3759999999,1775087.852,1372058.9450000001]
["A24027XU2_4330_4480","24027","HOWARD","Patuxent","Patuxent River Basin","Stormwater",498.621666,647.46889109999995,654.57199290000005,652.43197729999997,654.72177499999998,669.6953297,638.2628479,622.46220410000001,601.05567819999999,220.99370959999999,286.19264980000003,274.92704579999997,280.32190900000001,274.3301573,290.7234497,236.1047039,263.9282086,256.59565040000001,421448.92190000002,491790.28899999999,445129.92969999998,472484.61920000002,450016.35149999999,492354.29690000002,432609.80469999998]
["A24027XU2_4480_4650","24027","HOWARD","Patuxent","Patuxent River Basin","Stormwater",5307.9700769999999,5469.7072980000003,5468.3358760000001,5284.2328600000001,5308.7585680000002,5364.2441559999997,4943.8445320000001,5109.6939499999999,4870.5993330000001,606.08683780000001,670.81608589999996,666.15159989999995,632.74147779999998,640.99773189999996,658.12122729999999,522.52117529999998,583.03565939999999,527.62503240000001,355839.71879999997,371216.7696,362712.08590000001,340328.33689999999,347560.08380000002,361579.26569999999,298890.8751]
["A24029EU0_3360_0000","24029","KENT","Upper Eastern Shore","Eastern Shore of Chesapeake Bay","Stormwater",4809.008323,5151.9565210000001,5072.445162,4969.4713359999996,4987.7883609999999,5006.6551129999998,5341.0815499999999,3924.9912509999999,3160.0219769999999,263.9005707,293.9673133,288.42911459999999,282.36231090000001,285.36884400000002,285.50047330000001,257.73870820000002,196.58500950000001,135.35560609999999,97908.416630000007,98027.672590000002,94055.291620000004,94362.773350000003,98519.985199999996,95645.633180000004,102944.1246]
["A24029EU0_3361_0000","24029","KENT","Upper Eastern Shore","Eastern Shore of Chesapeake Bay","Stormwater",944.31121819999998,756.29594420000001,736.20736690000001,723.69367969999996,717.71528620000004,720.16835019999996,735.83555609999996,583.97290299999997,482.48326029999998,67.646671299999994,62.057880400000002,60.872159959999998,60.162099849999997,59.730039599999998,60.041748050000002,56.11822892,44.633509099999998,33.80774186,30996.273440000001,28116.152340000001,27335.246579999999,27334.697759999999,27153.34448,27308.893069999998,27098.479739999999]
["A24029EU0_3362_0000","24029","KENT","Upper Eastern Shore","Eastern Shore of Chesapeake Bay","Stormwater",9578.8514709999999,10266.31907,10122.31726,10017.10902,9979.8592659999995,10053.17095,9293.5413279999993,7929.4028550000003,6467.4599200000002,611.26651189999995,683.22372529999996,670.96523620000005,671.24932379999996,662.23185160000003,668.98940849999997,543.21454740000001,479.02323539999998,351.0619016,217229.47990000001,226337.62729999999,218478.1807,224508.12160000001,220185.69339999999,222115.9038,201516.90220000001]
["A24029EU0_3363_0000","24029","KENT","Upper Eastern Shore","Eastern Shore of Chesapeake Bay","Stormwater",5588.474209,6417.0052610000002,6333.0331889999998,6271.2213629999997,6269.9731929999998,6346.4684479999996,6697.7697250000001,4915.3778949999996,3970.2743650000002,300.13540749999999,362.88006639999998,351.31009449999999,351.9931297,349.44204230000003,355.79948519999999,309.0233073,241.5946089,168.45095180000001,124368.33470000001,140469.73929999999,129053.3563,136288.56640000001,134465.79740000001,136996.42430000001,137216.1318]
["A24029EU0_3570_0000","24029","KENT","Upper Eastern Shore","Eastern Shore of Chesapeake Bay","Stormwater",8422.4902160000001,10510.4238,10484.324629999999,10355.332560000001,10385.403920000001,10570.800859999999,10621.850990000001,8131.5987189999996,6563.1147799999999,479.32973140000001,617.05818810000005,607.95969309999998,599.17990069999996,599.66496419999999,613.49450730000001,515.8796992,417.41236270000002,290.38080919999999,193785.28229999999,227559.17819999999,216931.72949999999,218174.23560000001,219125.83379999999,224250.76730000001,215201.80780000001]
["A24029EU0_3571_0000","24029","KENT","Upper Eastern Shore","Eastern Shore of Chesapeake Bay","Stormwater",4648.4806669999998,6686.9476240000004,6692.0208510000002,6677.92994,6697.9270820000002,6831.6632540000001,5592.8323630000004,5211.752555,4224.9070250000004,261.7712975,389.68591780000003,380.6215153,385.65537080000001,382.19389719999998,392.15465069999999,275.28245829999997,264.82356190000002,187.6249263,134200.09469999999,182099.93950000001,166144.69529999999,179287.7666,174589.0791,179293.40040000001,145092.45850000001]
["A24029EU0_3572_0000","24029","KENT","Upper Eastern Shore","Eastern Shore of Chesapeake Bay","Stormwater",1287.662002,1774.950515,1788.759204,1784.1839890000001,1799.318765,1833.790139,2492.5534769999999,1392.645057,1128.5689589999999,74.259040589999998,103.4792662,102.8540539,103.4196036,103.122456,105.602412,117.98297169999999,71.300769040000006,50.265245829999998,28337.91834,35047.886109999999,33602.799249999996,35121.509760000001,34650.219120000002,35454.344360000003,45353.044439999998]
["A24029EU0_3573_0000","24029","KENT","Upper Eastern Shore","Eastern Shore of Chesapeake Bay","Stormwater",4386.297622,5373.2606249999999,5353.047904,5294.4370959999997,5269.9520190000003,5377.6638320000002,5114.1401370000003,4161.0540389999996,3366.391462,250.1495654,316.86503010000001,311.9152924,310.34272809999999,303.4516668,313.59925299999998,250.69309999999999,215.72522000000001,151.59850499999999,95031.77231,109559.0468,103992.6755,107100.1284,101472.7411,107043.5249,96083.769539999994]
["A24029EU0_3700_0000","24029","KENT","Upper Eastern Shore","Eastern Shore of Chesapeake Bay","Stormwater",8881.6120690000007,9170.3779450000002,8952.0881179999997,8802.9019869999993,8731.8539099999998,8818.9503420000001,8645.1408429999992,6959.7822429999997,5631.5783259999998,495.57150789999997,539.34567319999996,520.44398639999997,516.35056320000001,509.5394627,517.87067049999996,426.3291552,359.43186969999999,252.09045850000001,241724.23319999999,242664.12820000001,224053.35029999999,232577.69380000001,228183.15590000001,232491.2585,215777.49909999999]
["A24029EU0_3720_0000","24029","KENT","Upper Eastern Shore","Eastern Shore of Chesapeake Bay","Stormwater",3091.9874279999999,2738.1881709999998,2662.3450929999999,2602.751831,2575.8512569999998,2587.8574829999998,2920.0896160000002,2071.7577230000002,1678.032809,178.39124100000001,169.32397460000001,164.58483889999999,161.20446010000001,159.409256,160.9001007,154.47742650000001,114.029023,80.32514578,59527.801149999999,52906.101560000003,50419.070310000003,50417.711920000002,49863.770510000002,50449.191409999999,54442.637450000002]
["A24029EU0_3724_0000","24029","KENT","Upper Eastern Shore","Eastern Shore of Chesapeake Bay","Stormwater",9158.3996650000008,9172.5759429999998,8995.3675760000006,8785.0566030000009,8700.7756730000001,8811.2258000000002,9161.1510849999995,6973.2154959999998,5625.1141090000001,519.30992019999997,545.71116500000005,536.53882599999997,521.98935889999996,515.50346760000002,527.47277020000001,460.08515069999999,368.12057570000002,255.8417422,113619.03939999999,109304.9494,106791.42909999999,104837.433,103531.31170000001,107659.6326,102473.4577]
["A24029EU0_3725_0000","24029","KENT","Upper Eastern Shore","Eastern Shore of Chesapeake Bay","Stormwater",7495.480791,8393.7502710000008,8360.3518230000009,8326.5945090000005,8267.5312589999994,8412.0130470000004,8802.8234799999991,6536.0435950000001,5319.8381090000003,435.05183019999998,509.09199589999997,501.24108680000001,507.6015835,495.71198520000002,509.3077012,456.56736719999998,352.62410510000001,253.54611729999999,123411.8401,133853.2267,128029.5223,134789.77100000001,129717.60060000001,134198.23639999999,134888.59510000001]
["A24029EU0_4010_0000","24029","KENT","Upper Eastern Shore","Eastern Shore of Chesapeake Bay","Stormwater",3883.4530770000001,4478.1212960000003,4458.983013,4407.4162269999997,4404.9626989999997,4481.8993549999996,4919.1659010000003,3464.3462530000002,2801.2550799999999,223.42257140000001,266.99867699999999,263.59578540000001,261.55016369999998,259.50886730000002,265.12561440000002,244.01893569999999,182.56096579999999,128.53775279999999,74017.411380000005,80941.950440000001,77747.67297,79400.568109999993,78308.634279999998,79954.732180000006,83324.93823]
["A24029EU0_4011_0000","24029","KENT","Upper Eastern Shore","Eastern Shore of Chesapeake Bay","Stormwater",3216.7511,3131.7319849999999,3071.6478320000001,3009.4033180000001,2986.7368350000002,3019.530569,2419.2652589999998,2382.520031,1923.1014970000001,178.9933604,185.29521120000001,181.251158,178.0884768,175.98259569999999,178.8982062,125.73971179999999,124.79057450000001,87.150185460000003,96224.866699999999,93489.935370000007,89589.935060000003,90415.774420000002,89050.809569999998,90702.65956,73797.179690000004]
["A24029EU0_4012_0000","24029","KENT","Upper Eastern Shore","Eastern Shore of Chesapeake Bay","Stormwater",911.21870420000005,853.91810610000005,842.00670620000005,835.78533240000002,831.659584,841.12232129999995,885.9337845,668.25830080000003,552.42603050000002,68.061199189999996,69.372850420000006,68.579841610000003,68.639630249999996,67.810319890000002,68.798064969999999,64.584829319999997,50.570578699999999,38.564403429999999,29839.706549999999,29115.803230000001,28485.14112,29177.267459999999,28478.887210000001,29081.772639999999,28755.121090000001]
["A24029EU0_4013_0000","24029","KENT","Upper Eastern Shore","Eastern Shore of Chesapeake Bay","Stormwater",4110.1494830000001,4713.2857089999998,4659.7260740000002,4629.3934360000003,4636.9395000000004,4699.6936269999997,4984.5059780000001,3631.7448410000002,2946.4240199999999,232.9393153,280.90966470000001,271.59429929999999,274.03843879999999,272.23569629999997,277.16392710000002,246.3975384,189.3743202,134.56100069999999,123167.0938,138773.42869999999,125379.72659999999,134804.18460000001,132356.15330000001,134788.82620000001,135985.1777]
["A24029EU0_4014_0000","24029","KENT","Upper Eastern Shore","Eastern Shore of Chesapeake Bay","Stormwater",6727.0770499999999,6468.6985709999999,6343.32179,6174.9910890000001,6118.9088140000003,6197.6465079999998,4875.5500750000001,4899.1155090000002,3936.311322,364.04194059999998,369.74105159999999,364.1678627,352.14199830000001,348.04949950000002,357.59053230000001,239.31076899999999,247.16350320000001,169.16059680000001,156406.6955,147849.1948,144645.36900000001,141379.41409999999,139761.6367,146227.9307,112792.57580000001]
["A24029EU0_4015_0000","24029","KENT","Upper Eastern Shore","Eastern Shore of Chesapeake Bay","Stormwater",3511.9371259999998,3607.827534,3541.6988569999999,3475.6670570000001,3463.056024,3490.4170669999999,3600.1340340000002,2743.1912699999998,2210.8528780000001,189.6244476,206.30119680000001,201.35104200000001,198.35605799999999,196.8124224,199.51607809999999,172.29372409999999,137.86025910000001,95.533070449999997,90610.342040000003,91919.462039999999,87267.882320000004,89117.548590000006,88340.982170000003,89381.31422,88388.261719999995]
["A24029EU0_4016_0000","24029","KENT","Upper Eastern Shore","Eastern Shore of Chesapeake Bay","Stormwater",216.16143719999999,242.79489000000001,240.06939890000001,236.7340739,236.16529840000001,239.3354233,183.48475099999999,185.91048839999999,149.80454810000001,11.52954531,13.632910620000001,13.344631140000001,13.19877456,13.08073609,13.33920144,9.0171833639999992,9.1121015429999996,6.2904151480000001,5473.304169,6005.0666499999998,5669.056259,5814.9776300000003,5719.1345209999999,5835.2932890000002,5063.4107050000002]
["A24029EU0_4120_0000","24029","KENT","Upper Eastern Shore","Eastern Shore of Chesapeake Bay","Stormwater",1113.4581439999999,1068.9264129999999,1044.215103,1018.5455930000001,1008.074336,1020.091507,375.887497,807.51951889999998,649.72246270000005,60.76243126,62.226540989999997,60.084157939999997,58.627948760000002,58.189676319999997,58.948440550000001,22.586353299999999,41.009819229999998,28.293593420000001,27826.365659999999,26995.645929999999,24842.891599999999,24842.085940000001,25081.135559999999,25053.030269999999,12170.67554]
["A24029EU0_4122_0000","24029","KENT","Upper Eastern Shore","Eastern Shore of Chesapeake Bay","Stormwater",5954.6766909999997,6282.0826550000002,6149.7046149999996,6074.6875030000001,6020.6009519999998,6101.7865229999998,7061.1035190000002,4784.6338830000004,3874.5867280000002,330.42877399999998,369.78188139999997,356.18297539999998,356.16082949999998,348.0899048,357.13932990000001,341.29114229999999,246.87418880000001,174.00166429999999,156244.35990000001,164189.43729999999,148394.79819999999,158000.7285,148624.82810000001,156852.7139,168110.9148]
["A24029EU0_4123_0000","24029","KENT","Upper Eastern Shore","Eastern Shore of Chesapeake Bay","Stormwater",0,0,0,0,0,0,0,0,0,0,0,0,0,0,0,0,0,0,0,0,0,0,0,0,0]
["A24029EU0_4125_0000","24029","KENT","Upper Eastern Shore","Eastern Shore of Chesapeake Bay","Stormwater",4254.4632149999998,4098.7908180000004,3993.6386339999999,3910.1806059999999,3879.4366,3908.4664440000001,4081.641858,3093.4326099999998,2493.2952610000002,227.91589780000001,233.3888432,226.0829363,222.41386589999999,219.57737599999999,222.85418999999999,193.8346406,154.61892409999999,106.9762494,102451.7623,97924.112729999993,91966.346969999999,94240.154299999995,92166.635139999999,94228.533320000002,94880.003909999999]
["A24029EU2_3520_0001","24029","KENT","Upper Eastern Shore","Eastern Shore of Chesapeake Bay","Stormwater",6183.0748290000001,6803.6737830000002,6722.62212,6693.2290169999997,6705.0014650000003,6769.6061799999998,6168.3659930000003,5507.6837439999999,4697.724827,446.38903529999999,517.83173380000005,504.2409763,508.07582459999998,505.32072049999999,508.28784889999997,414.92167469999998,363.42940750000002,269.5550283,215262.0171,235619.79889999999,218728.81210000001,229786.7928,226219.80470000001,224139.3952,199283.32139999999]
["A24031PL0_4510_0001","24031","MONTGOMERY","Middle Potomac","Potomac River Basin","Stormwater",180870.89180000001,147909.4602,144229.24960000001,149303.0558,150077.2861,149335.66209999999,147095.70749999999,139840.77900000001,136915.13190000001,18986.353579999999,13556.16498,12948.415789999999,15136.071889999999,15194.04163,15044.40991,12790.59204,11754.385759999999,10958.365739999999,1971080.8149999999,1150776.0859999999,1062009.9569999999,1404093.18,1406628.746,1376271.094,1133134.797]
["A24031PL0_5390_0000","24031","MONTGOMERY","Lower Potomac","Potomac River Basin","Stormwater",0,0,0,0,0,0,0,0,0,0,0,0,0,0,0,0,0,0,0,0,0,0,0,0,0]
["A24031PL1_4460_4780","24031","MONTGOMERY","Middle Potomac","Potomac River Basin","Stormwater",139481.9197,114558.432,111902.6302,116035.7727,115847.21580000001,115849.8174,114326.6182,108632.53449999999,106452.47070000001,11405.94238,8205.5391880000006,7886.9917530000002,9231.7367360000007,9124.949697,9140.0518790000006,7662.6601559999999,7292.0100759999996,6895.3556250000001,32871830.09,21237385.52,19989401.890000001,25172955.210000001,24722823.059999999,24563791,21938642]
["A24031PL1_4540_0001","24031","MONTGOMERY","Middle Potomac","Potomac River Basin","Stormwater",109100.59390000001,96976.844809999995,94219.092879999997,96629.369990000007,96712.748560000007,96587.016969999997,92025.25013,83279.535449999996,75986.497170000002,5553.2421809999996,4590.3913039999998,4290.7471390000001,4856.482857,4831.3196550000002,4824.64534,3635.4582369999998,3661.210763,3241.5198449999998,24292893.629999999,17486180.890000001,15651619.210000001,19355215.93,19149862.010000002,18970750.309999999,13608911.310000001]
["A24031PL1_4780_0001","24031","MONTGOMERY","Middle Potomac","Potomac River Basin","Stormwater",2381.2499079999998,1832.80072,1793.962158,1776.6339190000001,1767.034813,1756.29763,1719.7371270000001,1560.520244,1404.892302,69.160261149999997,48.030509950000003,47.108409880000004,49.14566945,48.751884459999999,48.484127290000004,38.624275390000001,39.70547243,34.770180799999999,172910.59770000001,103897.66800000001,100575.78909999999,110950.3867,109544.25199999999,107797.3281,92835.78052]
["A24031PL7_4960_0000","24031","MONTGOMERY","Middle Potomac","Potomac River Basin","Stormwater",0,0,0,0,0,0,0,0,0,0,0,0,0,0,0,0,0,0,0,0,0,0,0,0,0]
["A24031PM0_4640_4820","24031","MONTGOMERY","Middle Potomac","Potomac River Basin","Stormwater",126714.85490000001,103990.75689999999,101588.639,105039.94530000001,105404.22960000001,104985.80620000001,102954.9863,98426.144790000006,96317.815289999999,9520.7129929999992,7060.5186199999998,6771.1731719999998,7846.7899550000002,7835.5765009999996,7793.726791,6781.1894990000001,6621.6436320000003,6521.9572719999996,11786149.369999999,7418404.4919999996,6910201.9610000001,8901384.9849999994,8844412.5120000001,8721477.3670000006,7795675.3669999996]
["A24031PM1_4250_4500","24031","MONTGOMERY","Middle Potomac","Potomac River Basin","Stormwater",283284.51079999999,288170.25189999997,280229.29200000002,291662.32610000001,294116.15860000002,294532.53509999998,287253.72460000002,273617.63010000001,269209.8554,20997.029450000002,19168.76569,17043.216369999998,19879.510480000001,19852.73026,19862.80615,16406.32202,17078.670880000001,17102.307219999999,20596994.5,17382131.09,14805182.09,18256197.300000001,18143396.66,18010875,15117174]
["A24031PM1_4500_4580","24031","MONTGOMERY","Middle Potomac","Potomac River Basin","Stormwater",33794.167730000001,30538.039919999999,29994.293150000001,30061.828730000001,30903.30645,31472.255860000001,31433.572749999999,27071.446319999999,25122.88177,1117.7457890000001,1015.9295959999999,954.1636125,1024.558624,1084.6022660000001,1135.8310240000001,997.87940979999996,886.67226479999999,841.67803300000003,799180.68759999995,686947.91410000005,621494.56259999995,706115.46100000001,760481.66599999997,802037.48439999996,737170.8125]
["A24031PM4_4040_4410","24031","MONTGOMERY","Upper Potomac","Potomac River Basin","Stormwater",28539.957030000001,33595.511469999998,33015.648439999997,34022.169439999998,34984.897700000001,35164.257319999997,32997.824220000002,31083.299500000001,29795.066869999999,1245.3774109999999,1541.1054919999999,1380.1293029999999,1570.995316,1628.5005040000001,1633.8500670000001,1330.1697690000001,1354.679803,1337.7134699999999,500571.54690000002,604658.35950000002,504856.75400000002,623119.68370000005,650523.30079999997,647854.60939999996,524248.5]
["A24031PM7_4410_4620","24031","MONTGOMERY","Middle Potomac","Potomac River Basin","Stormwater",22321.086179999998,21457.88062,21179.58136,22368.229739999999,21992.820919999998,22613.487059999999,23922.898679999998,19633.588,18602.925759999998,805.16172019999999,776.43811800000003,736.23084640000002,888.66411589999996,831.5623703,886.98368830000004,859.09532160000003,745.63182200000006,751.89913909999996,667196.45519999997,607630.51370000001,555803.57620000001,740737.36730000004,671934.54689999996,728874.00009999995,741548.20319999999]
["A24031PM7_4580_4820","24031","MONTGOMERY","Middle Potomac","Potomac River Basin","Stormwater",414230.24969999999,421934.70110000001,411121.39360000001,415397.5515,417964.91100000002,416788.83500000002,402853.51860000001,363087.5748,331065.02889999998,14549.747499999999,14969.482830000001,13432.695030000001,14588.2413,14593.739729999999,14482.033949999999,12003.043960000001,12790.36159,12362.139289999999,10787222.59,10350327.460000001,8775082.2970000003,10037526.970000001,9999104.0170000009,9816673.9059999995,8183024.9060000004]
["A24031PM7_4620_4580","24031","MONTGOMERY","Middle Potomac","Potomac River Basin","Stormwater",18860.258549999999,19986.611079999999,19765.651730000001,20870.416990000002,21154.745910000001,21255.98804,11236.054319999999,18128.198830000001,17036.563559999999,639.66057590000003,654.19269550000001,600.83792119999998,737.42833910000002,740.45855140000003,741.10740669999996,306.77244000000002,618.24766629999999,629.85416299999997,530044.97660000005,485813.8946,413657.94140000001,591188.80379999999,589045.87789999996,584517.40630000003,216814.00390000001]
["A24031PM7_4820_0001","24031","MONTGOMERY","Middle Potomac","Potomac River Basin","Stormwater",94811.993830000007,78128.413039999999,76427.938120000006,74390.147450000004,74012.557289999997,73421.89258,80119.03125,64130.462780000002,55932.145879999996,2645.4215709999999,2054.346192,2017.675352,1980.1325360000001,1965.7188269999999,1947.7303469999999,1942.1127939999999,1743.089737,1560.032661,2796185.352,1739900.0560000001,1687121.0360000001,1684059.5249999999,1664165.2490000001,1629397.406,1737515.1880000001]
["A24031XU0_4130_4070","24031","MONTGOMERY","Patuxent","Patuxent River Basin","Stormwater",3.3206406839999998,3.231530115,3.1598449639999999,3.1671519809999999,3.188493357,3.1926000409999999,3.3023257849999998,3.003655347,2.8995289350000002,16.512977119999999,15.665935989999999,14.457250119999999,15.5418691,15.51644814,15.52180791,14.62127686,14.28421393,14.16885647,38946.72047,32922.182379999998,28413.85254,33210.449829999998,32915.91173,32650.007819999999,33945.535150000003]
["A24031XU2_4070_4330","24031","MONTGOMERY","Patuxent","Patuxent River Basin","Stormwater",4.4717654729999996,5.9935273670000004,5.9463151529999996,6.1524018939999996,6.2675865589999997,6.3054021599999999,6.2570940259999999,5.7738997310000002,5.6589561159999997,4.4465622009999999,5.4484858349999996,4.8535591819999997,5.6042480760000002,5.6274026929999996,5.6488380429999996,5.8506089450000003,5.0897999130000002,5.2472937340000003,18764.575379999998,20963.096010000001,17356.11694,21806.548220000001,21711.624329999999,21623.009279999998,25759.541010000001]
["A24031XU2_4330_4480","24031","MONTGOMERY","Patuxent","Patuxent River Basin","Stormwater",1716.33429,1782.3180689999999,1747.9744109999999,1816.761671,1832.663564,1845.709961,1690.3739929999999,1703.923747,1674.556638,942.14244840000003,944.7222213,841.76178749999997,990.95258149999995,982.73765189999995,994.26623529999995,749.84941100000003,894.43741069999999,929.55449290000001,1075910.051,1009957.008,851996.64080000005,1081454.5079999999,1063237.4369999999,1069899.6880000001,831978.89060000004]
["A24033PL0_4510_0001","24033","PRINCE GEORGES","Middle Potomac","Potomac River Basin","Stormwater",56111.203130000002,44606.545910000001,42948.335939999997,39806.675049999998,39510.63164,39281.04883,41497.720699999998,38688.41893,35848.474249999999,5777.7989509999998,5295.0179440000002,4913.3812870000002,4337.3225119999997,4305.5684460000002,4299.5910649999996,4226.4671639999997,3679.6724680000002,2857.1999219999998,659132.58589999995,604637,544417.96089999995,463935.64919999999,458697.94500000001,458138.08590000001,474617.29690000002]
["A24033PL0_4961_0000","24033","PRINCE GEORGES","Middle Potomac","Potomac River Basin","Stormwater",99011.439450000005,85271.190440000006,80907.749020000003,73499.818169999999,72995.670989999999,72585.765629999994,65497.574950000002,66658.417849999998,57158.863740000001,12116.272709999999,11583.03174,9939.0080569999991,8438.4879390000006,8375.2351940000008,8360.2780750000002,6458.3344740000002,7424.034866,5747.3860709999999,3849864.406,3498118.6880000001,2736823.3130000001,2098514.2400000002,2080439.0249999999,2066065.781,1491541.2890000001]
["A24033PL0_5070_0001","24033","PRINCE GEORGES","Middle Potomac","Potomac River Basin","Stormwater",44248.106950000001,50184.319080000001,46174.745269999999,43061.182659999999,42332.608460000003,43183.472320000001,39684.420579999998,41333.61015,38106.186730000001,6739.1577639999996,9532.2571869999992,7361.1089019999999,6562.5114800000001,6370.688881,6650.5026019999996,5547.2505270000001,6170.3682769999996,5376.541193,4210713.483,6173524.4900000002,4444917.1619999995,3874952.98,3734274.307,3934037.287,3400838.4750000001]
["A24033PL0_5290_0000","24033","PRINCE GEORGES","Middle Potomac","Potomac River Basin","Stormwater",1488.097939,1431.555237,1391.164749,1306.3747599999999,1264.8718220000001,1301.14357,1110.9711990000001,1180.4830569999999,1040.0285960000001,147.99765450000001,196.96435829999999,174.2862361,157.5913248,148.63501070000001,158.47386929999999,113.5428314,139.7549315,116.7340619,37901.504269999998,56036.675969999997,47595.802490000002,42211.580569999998,39032.989739999997,42498.703609999997,30441.08886]
["A24033PL0_5390_0000","24033","PRINCE GEORGES","Lower Potomac","Potomac River Basin","Stormwater",1344.3018950000001,1370.1453859999999,1282.5364689999999,1166.122269,1224.6482390000001,1165.0176240000001,692.46455579999997,1066.7973509999999,922.97127279999995,146.0991669,202.61403369999999,166.75573059999999,142.3543177,156.60401820000001,143.3947411,67.282663350000007,128.7211097,103.3646957,31379.672480000001,47059.074950000002,36753.490960000003,30302.430420000001,34349.754889999997,30534.84863,13924.697630000001]
["A24033PL1_4540_0001","24033","PRINCE GEORGES","Middle Potomac","Potomac River Basin","Stormwater",154673.88589999999,126852.0236,120530.8774,108944.8106,108341.0114,108144.0083,102736.9972,99613.129920000007,85667.964959999998,15544.50902,14680.746580000001,12907.67193,10902.258879999999,10870.34737,10918.94702,9310.2436760000001,9378.3936830000002,7025.5415160000002,41490189.68,38997823.740000002,33280284.739999998,27369460.449999999,27247666.719999999,27389400,23860390.91]
["A24033PL1_5060_0000","24033","PRINCE GEORGES","Middle Potomac","Potomac River Basin","Stormwater",50626.279240000003,44250.390160000003,42236.97797,39156.338040000002,38184.077879999997,38571.106749999999,37177.427309999999,35347.725689999999,30754.89083,5840.4602649999997,5959.3921879999998,5154.9081880000003,4558.858029,4364.4825270000001,4491.1531530000002,4080.9663850000002,3996.090616,3223.5455689999999,1174713.4129999999,1198567.2339999999,967549.18070000003,815922.14560000005,764091.97620000003,796731.64760000003,768086.94449999998]
["A24033PL1_5061_0000","24033","PRINCE GEORGES","Middle Potomac","Potomac River Basin","Stormwater",8122.6316079999997,9188.9018400000004,8524.1292720000001,7986.2463299999999,7637.234109,7998.9371330000004,6489.4872439999999,7324.8470989999996,6525.3256499999998,1002.019591,1435.413918,1133.8373489999999,1021.8305789999999,942.99261290000004,1034.151901,694.34078980000004,946.01013599999999,820.79199410000001,518568.73070000001,784161.01780000003,567210.75549999997,494004.19829999999,440848.60649999999,501663.0625,321452.87109999999]
["A24033PL1_5230_0001","24033","PRINCE GEORGES","Lower Potomac","Potomac River Basin","Stormwater",9254.8579719999998,10368.389950000001,9709.5818490000001,9033.3342290000001,9252.6880189999993,9281.7568370000008,14659.17114,9155.4951469999996,8786.1040130000001,2429.7014429999999,3415.61483,2755.1355669999998,2476.847984,2568.2568059999999,2580.128784,4652.5440680000002,2459.221536,2261.9455149999999,1264039.3559999999,1825317.307,1413172.524,1252386.297,1310552.9339999999,1311766.078,2593319.594]
["A24033PL2_4810_0000","24033","PRINCE GEORGES","Middle Potomac","Potomac River Basin","Stormwater",88148.231969999993,69303.429780000006,66344.080900000001,59169.555820000001,59013.776100000003,58832.038390000002,55837.532659999997,53456.52259,44864.817040000002,10331.68649,9297.0544699999991,8349.4824480000007,6858.6673810000002,6878.1946690000004,6891.1726310000004,6013.6391670000003,5863.2461649999996,4205.7553090000001,2757377.9530000002,2446771.4049999998,2128767.8810000001,1664594.223,1670577.3149999999,1674492.8870000001,1489577.598]
["A24033PL2_4811_0000","24033","PRINCE GEORGES","Middle Potomac","Potomac River Basin","Stormwater",14109.88834,12260.175069999999,11702.61702,10483.147489999999,10398.37428,10349.295899999999,10834.87012,9422.7243569999991,7902.795916,1417.574893,1602.738222,1438.3088540000001,1187.819133,1178.3360399999999,1177.4499209999999,1156.1791229999999,1001.448474,710.20822020000003,348679.23259999999,417973.3101,362956.67440000002,285419.55910000001,282100.38709999999,281868.67580000003,284011.47659999999]
["A24033PL2_5300_5630","24033","PRINCE GEORGES","Lower Potomac","Potomac River Basin","Stormwater",2421.5967099999998,2304.4030149999999,2211.1438750000002,2102.7006150000002,2118.9239429999998,2114.8168329999999,1600.037415,2020.4122890000001,1893.2578980000001,325.53885939999998,405.46871570000002,345.3847007,319.72797680000002,324.0601034,323.76723099999998,195.7503853,297.07926550000002,264.87564209999999,239016.38140000001,314597.06199999998,256849.34330000001,235780.77859999999,240094.96359999999,238714.29689999999,141626.92970000001]
["A24033PL7_4960_0000","24033","PRINCE GEORGES","Middle Potomac","Potomac River Basin","Stormwater",41461.930110000001,31027.07518,30227.11939,29468.252629999999,29217.651880000001,29100.62012,28943.340820000001,25433.799319999998,22238.252619999999,4081.9816729999998,3318.9876389999999,3269.4898349999999,3212.3001450000002,3185.783336,3186.144409,2926.188721,2453.4504510000002,1909.4241950000001,3361519.4530000002,2507100.378,2459047.0070000002,2451073.068,2421649.3250000002,2421856.3130000001,2359893.6880000001]
["A24033PL7_4980_0000","24033","PRINCE GEORGES","Middle Potomac","Potomac River Basin","Stormwater",32526.33022,29276.51469,27380.434740000001,25137.231879999999,24914.255300000001,24559.78442,22983.07214,22627.609199999999,19459.058840000002,3524.492236,3751.9193489999998,3096.7896059999998,2665.946868,2640.3017709999999,2585.3875119999998,2105.3156739999999,2314.2541890000002,1792.5639120000001,1201673.5759999999,1294534.1340000001,991663.82880000002,815386.22499999998,805586.5736,778267.00009999995,657223.60160000005]
["A24033XL0_5340_0000","24033","PRINCE GEORGES","Patuxent","Patuxent River Basin","Stormwater",2958.22757,3251.213013,3005.0304259999998,2907.479096,2856.6248169999999,2921.9205320000001,3625.7645269999998,2623.5450689999998,2369.221497,271.35667610000002,493.0782433,389.58570859999998,372.56868359999999,361.01469040000001,377.58467100000001,489.65966420000001,333.36271649999998,295.8807218,50806.219729999997,107771.9136,81068.351079999993,77657.699219999995,74813.941399999996,78785.541020000004,108626.9883]
["A24033XL1_4690_0001","24033","PRINCE GEORGES","Patuxent","Patuxent River Basin","Stormwater",211769.33059999999,212474.30989999999,197280.21470000001,178680.12890000001,177451.736,178993.09599999999,161422.766,171459.8616,154246.2929,28578.109479999999,32120.814310000002,25443.36636,21542.934010000001,21339.657810000001,21832.39904,17305.598259999999,21025.138660000001,18079.65353,22671766,24781006.77,18068222.550000001,14439870.35,14299949.289999999,14692152.359999999,11548732.359999999]
["A24033XL1_4691_0000","24033","PRINCE GEORGES","Patuxent","Patuxent River Basin","Stormwater",20704.123169999999,26371.478879999999,24584.786260000001,22730.00749,23325.60844,22891.985840000001,24696.543460000001,20937.314569999999,18505.66677,2718.4758539999998,4037.8402099999998,3144.356354,2746.287257,2883.0901450000001,2794.4974980000002,3036.1587530000002,2588.694035,2218.252489,669896.76170000003,1002677.029,724888.75,612896.00840000005,655304.9754,624625.88289999997,737218.19539999997]
["A24033XL3_4710_0000","24033","PRINCE GEORGES","Patuxent","Patuxent River Basin","Stormwater",29428.597839999999,24288.556820000002,22025.226989999999,20129.665000000001,19882.45278,20196.07617,15708.535889999999,19051.871790000001,17069.634989999999,5188.2817580000001,4413.2027049999997,3294.968605,2860.6305739999998,2822.8468849999999,2909.9610299999999,1883.707062,2819.866227,2503.131308,2544106.6150000002,2019102.07,1403080.5549999999,1176023.969,1164785.5530000001,1200595.078,726686.48439999996]
["A24033XL3_4711_0000","24033","PRINCE GEORGES","Patuxent","Patuxent River Basin","Stormwater",5602.4390869999997,5524.4923090000002,5288.5964359999998,4953.7032179999997,4900.5964889999996,4929.6160890000001,3686.3107530000002,4448.3228419999996,3888.1404459999999,580.7488022,685.35011299999996,584.86794269999996,523.28130339999996,514.28082870000003,526.35000620000005,314.30102640000001,458.22655020000002,373.79895529999999,237010.44930000001,286689.35359999997,230751.916,202043.52609999999,197186.54130000001,203329.73439999999,119367.79300000001]
["A24033XL3_4712_0000","24033","PRINCE GEORGES","Patuxent","Patuxent River Basin","Stormwater",3416.1429899999998,2840.895477,2828.205101,2634.64,2576.3561169999998,2590.326298,1636.223473,2324.17571,1988.1561160000001,299.18358139999998,254.94925789999999,256.70038890000001,226.29318230000001,216.48120040000001,224.3515854,124.2762432,182.26799589999999,132.64640059999999,152189.83110000001,114371.6011,117186.19680000001,95522.628110000005,87139.16214,94377.919930000004,60389.603029999998]
["A24033XL3_4713_0000","24033","PRINCE GEORGES","Patuxent","Patuxent River Basin","Stormwater",9737.3275749999993,10383.09576,10345.1983,9828.9820560000007,10133.545899999999,9849.2736819999991,9428.4560550000006,8832.9163609999996,7824.7284,1137.4195139999999,1591.5936200000001,1509.850983,1408.8062669999999,1479.6163710000001,1419.0343170000001,1368.801514,1220.817184,1028.1279850000001,199620.64600000001,298251.86719999998,278768.11129999999,259214.86230000001,274603.52340000001,261018.0938,260636.65229999999]
["A24033XL3_4950_0000","24033","PRINCE GEORGES","Patuxent","Patuxent River Basin","Stormwater",7666.9364320000004,8045.4033520000003,7772.5006100000001,7312.9930109999996,7663.2725209999999,7665.7664180000002,8502.6069329999991,6553.7153870000002,5741.1919049999997,1043.8625830000001,1276.7521360000001,1152.823719,1060.3513370000001,1141.8541299999999,1146.4570160000001,1298.1161959999999,907.4064482,743.79493439999999,225031.29740000001,284997.89360000001,248882.61129999999,225784.86429999999,248487.63769999999,249524.83590000001,302318.51949999999]
["A24033XL3_4951_0000","24033","PRINCE GEORGES","Patuxent","Patuxent River Basin","Stormwater",3586.604797,2775.3447879999999,2743.5021360000001,2617.756531,2600.7871399999999,2587.7316890000002,2861.7453310000001,2309.2542939999998,2019.755733,460.04730799999999,420.11071390000001,420.03347400000001,399.97878650000001,398.39434999999997,398.26004790000002,443.8915672,325.60001510000001,262.6443759,102438.89109999999,90906.387210000001,91033.095709999994,85610.579840000006,85109.28052,85079.569340000002,104795.79979999999]
["A24033XL3_4952_0000","24033","PRINCE GEORGES","Patuxent","Patuxent River Basin","Stormwater",2761.917023,2055.0695030000002,1997.5426789999999,1932.278069,1914.1907040000001,1903.99353,1780.1858520000001,1671.8254750000001,1454.680672,261.50696090000002,193.6469898,189.87465950000001,184.98565199999999,183.31771370000001,183.38140870000001,152.39428330000001,140.35863330000001,107.3479492,125541.7485,88355.829589999994,86198.990720000002,85777.379390000002,84626.63867,84647.898440000004,76910.908200000005]
["A24033XU2_4330_4480","24033","PRINCE GEORGES","Patuxent","Patuxent River Basin","Stormwater",51.243127440000002,49.321225200000001,48.855075050000004,45.328186510000002,44.988219260000001,44.935100319999997,38.339632389999998,44.727861709999999,41.976386150000003,22.080032580000001,27.401897569999999,25.741664549999999,22.325482130000001,22.159693959999998,22.363216399999999,14.128062160000001,22.879162669999999,20.97082808,52315.652560000002,76881.960560000007,69119.695670000001,55684.13867,55177.549800000001,55819.549809999997,34789.417240000002]
["A24033XU2_4480_4650","24033","PRINCE GEORGES","Patuxent","Patuxent River Basin","Stormwater",57076.21918,50170.163050000003,47476.940979999999,43504.527150000002,42987.414380000002,43161.292359999999,39977.079230000003,43154.944839999996,40273.614090000003,9573.6766229999994,9281.1493950000004,7887.2070389999999,6799.8334860000004,6680.1282929999998,6806.5407720000003,5463.1325999999999,6747.8022529999998,5988.1990619999997,4784150.7889999999,4518444.9369999999,3613516.4810000001,2983509.12,2910388.72,2986558.594,2430604.281]
["A24033XU3_4650_0001","24033","PRINCE GEORGES","Patuxent","Patuxent River Basin","Stormwater",16469.51067,15312.801299999999,15163.89644,13773.895710000001,13670.49662,13676.65906,11080.796480000001,13336.012940000001,12117.423940000001,931.95103930000005,1071.6263859999999,1001.031162,847.99046180000005,841.00960310000005,849.47167969999998,575.75430300000005,851.4522485,751.73297300000002,530575.25619999995,660639.32180000003,588170.90319999994,447814.66460000002,443718.47960000002,449744.88290000003,285142.37890000001]
["A24035EM2_3980_0001","24035","QUEEN ANNES","Choptank","Eastern Shore of Chesapeake Bay","Stormwater",266.604332,252.77206419999999,242.62251280000001,244.95148850000001,236.4568558,251.17364689999999,242.76495360000001,228.48735049999999,219.063909,24.24135304,21.815610880000001,20.83121014,22.453217739999999,20.37437916,23.918567419999999,19.12703132,17.553938120000002,15.369090099999999,11958.9519,9446.806885,8814.0107420000004,10235.841920000001,8728.6740719999998,11212.335209999999,8914.1267090000001]
["A24035EM2_4100_0001","24035","QUEEN ANNES","Choptank","Eastern Shore of Chesapeake Bay","Stormwater",7010.5420690000001,6604.3183360000003,6327.3373110000002,6267.9242089999998,6312.3225940000002,6390.6221699999996,8362.6728440000006,5587.9251039999999,5094.9836320000004,538.79249809999999,482.01301189999998,460.070808,473.08733749999999,485.02214049999998,493.3938789,593.04774090000001,361.91019979999999,296.46979440000001,394650.61719999998,299573.4632,279743.67869999999,305955.76079999999,321101.13189999998,326896.71389999997,452159.11619999999]
["A24035EM2_4101_0000","24035","QUEEN ANNES","Choptank","Eastern Shore of Chesapeake Bay","Stormwater",2280.481385,2711.0382460000001,2626.3703380000002,2663.561706,2755.14354,2788.1643530000001,2265.601013,2184.917234,1890.615164,143.55642130000001,169.12087439999999,155.11972950000001,166.764883,181.0569916,186.52293779999999,115.3640442,124.67786049999999,104.3832811,52281.695189999999,57454.007689999999,50125.022839999998,57116.730470000002,63889.261720000002,66227.209959999993,40364.871090000001]
["A24035EU0_3700_0000","24035","QUEEN ANNES","Upper Eastern Shore","Eastern Shore of Chesapeake Bay","Stormwater",10683.989680000001,12723.16367,12220.72118,12183.41107,12360.4491,12381.59778,9619.0924830000004,9859.533469,8285.4083260000007,580.20523609999998,674.62085239999999,627.17604930000005,667.53194429999996,704.13288109999996,690.65306850000002,481.09181790000002,488.47429529999999,396.00645930000002,301185.59639999998,311290.60029999999,275720.68310000002,325300.67190000002,357219.69530000002,338750.89069999999,255780.81640000001]
["A24035EU0_3720_0000","24035","QUEEN ANNES","Upper Eastern Shore","Eastern Shore of Chesapeake Bay","Stormwater",5375.0476939999999,5482.2170290000004,5248.5937000000004,5247.0771489999997,5301.6650090000003,5391.1569680000002,5612.9226230000004,4252.3027430000002,3588.1087710000002,318.16336009999998,306.4704653,290.83452469999997,310.27739910000003,322.0992698,332.40834430000001,283.4406166,226.15695289999999,183.03857170000001,161397.5638,135697.3149,125557.4904,145351.88870000001,154316.3008,160581.541,142675.5889]
["A24035EU0_3721_0000","24035","QUEEN ANNES","Upper Eastern Shore","Eastern Shore of Chesapeake Bay","Stormwater",2097.03701,2002.8129879999999,1915.550659,1902.547012,1888.641697,1947.0536810000001,1776.4552610000001,1544.916737,1297.827456,121.8800507,113.5225792,107.7246895,112.9569149,111.94629430000001,119.7466288,90.540138240000005,82.688724550000003,65.998081260000006,60044.878909999999,48874.058599999997,45244.369140000003,51679.430180000003,51021.302739999999,56629.199220000002,43275.470710000001]
["A24035EU0_3722_0000","24035","QUEEN ANNES","Upper Eastern Shore","Eastern Shore of Chesapeake Bay","Stormwater",5652.950879,5354.4603189999998,5123.288826,5133.3270270000003,4968.8441160000002,5254.5629730000001,5342.6531100000002,4167.3781330000002,3530.1043370000002,351.8165194,318.87339739999999,303.28699499999999,323.18178740000002,295.00949859999997,343.44414899999998,289.36486580000002,237.04526480000001,192.88411139999999,103706.03569999999,82859.655870000002,76967.94644,88345.360350000003,75976.8125,96554.75,83170.356199999995]
["A24035EU0_3830_0001","24035","QUEEN ANNES","Upper Eastern Shore","Eastern Shore of Chesapeake Bay","Stormwater",3873.2937310000002,3649.9484389999998,3493.0969850000001,3510.6259209999998,3377.7949960000001,3580.8159310000001,3380.0958799999999,3004.770235,2679.2190679999999,287.6070024,258.8916481,246.51443470000001,264.57220790000002,239.4204268,281.3277526,219.9000321,195.5965837,161.6513497,268163.96360000002,205449.05069999999,191399.99739999999,227653.92379999999,188694.3653,251850.1465,192166.14859999999]
["A24035EU0_4030_0000","24035","QUEEN ANNES","Upper Eastern Shore","Eastern Shore of Chesapeake Bay","Stormwater",13197.93764,13156.52824,12797.607379999999,12616.99719,12714.83743,12933.026669999999,13721.98749,10310.002990000001,8651.6000660000009,842.19429049999997,806.84410920000005,795.73162539999998,808.46272090000002,829.77990150000005,853.47952459999999,808.89222910000001,605.67544359999999,478.97132240000002,260219.82329999999,219579.65489999999,217204.67079999999,230126.6948,240534.4663,249170.96239999999,254349.18119999999]
["A24035EU0_4120_0000","24035","QUEEN ANNES","Upper Eastern Shore","Eastern Shore of Chesapeake Bay","Stormwater",106.2174449,103.6450806,99.147155760000004,95.902153010000006,95.512447350000002,97.390758520000006,0,78.507035680000001,64.746955619999994,6.4920071369999999,5.9997119899999998,5.6989991660000001,5.5419709680000002,5.4973461629999996,5.6458621019999997,0,4.1121312980000004,3.0542193860000002,4304.1101079999999,3449.0080560000001,3197.6470949999998,3162.189453,3130.3441170000001,3231.4499510000001,0]
["A24035EU0_4121_0000","24035","QUEEN ANNES","Upper Eastern Shore","Eastern Shore of Chesapeake Bay","Stormwater",5101.218691,5230.7060730000003,5192.5666060000003,5093.641541,5199.4138789999997,5290.01361,5070.0460210000001,4192.3552900000004,3525.5477460000002,367.06693250000001,321.63789910000003,319.74815990000002,319.8044701,344.14048769999999,357.68513489999998,248.72809599999999,248.99533349999999,201.82678250000001,323030.93300000002,215981.7954,216759.1378,223248.27340000001,253804.10939999999,267009.4376,160369.1875]
["A24035EU0_4122_0000","24035","QUEEN ANNES","Upper Eastern Shore","Eastern Shore of Chesapeake Bay","Stormwater",13940.916670000001,15076.12745,14686.22328,14509.183800000001,14999.354530000001,15262.16361,17179.646390000002,11843.07019,9947.6347960000003,809.14905120000003,902.45713020000005,862.08440610000002,880.04427529999998,971.52266889999999,1006.864878,966.29149819999998,666.27780629999995,535.74007310000002,523190.76459999999,553453.25399999996,515732.35,550532.69539999997,642708.28910000005,671883.58600000001,686008.89859999996]
["A24035EU0_4124_0000","24035","QUEEN ANNES","Upper Eastern Shore","Eastern Shore of Chesapeake Bay","Stormwater",922.44338230000005,1327.5613780000001,1270.7699660000001,1288.6788100000001,1304.88382,1343.7444989999999,998.96524039999997,1039.2737990000001,884.94302049999999,62.10792661,81.969226359999993,70.287137749999999,76.173390389999994,79.673681259999995,86.824729919999996,49.868484019999997,57.115855430000003,48.335000549999997,52837.09259,59166.9591,44357.93763,53364.089849999997,57415.839840000001,65683.881829999998,35617.767090000001]
["A24035EU0_4260_0000","24035","QUEEN ANNES","Upper Eastern Shore","Eastern Shore of Chesapeake Bay","Stormwater",12733.225420000001,16879.545600000001,16560.46831,16808.952509999999,17175.57058,17709.166369999999,19785.869900000002,13603.69903,11632.51951,776.75852829999997,1042.9155459999999,975.8430224,1057.988243,1124.485058,1211.899809,1242.6860429999999,800.31712549999997,683.2998609,333005.15259999997,423538.39740000002,379103.38929999998,440699.8273,479880.18819999998,530466.68460000004,598653.76300000004]
["A24035EU0_4470_0000","24035","QUEEN ANNES","Upper Eastern Shore","Eastern Shore of Chesapeake Bay","Stormwater",7061.486825,8238.3709340000005,7984.5603709999996,8030.5744629999999,8200.145203,8311.8743599999998,7730.3053929999996,6486.3343020000002,5487.5169230000001,482.55294229999998,524.96712300000002,491.72550680000001,516.62255860000005,543.91544729999998,560.0123711,425.86641500000002,386.17730219999999,315.81183249999998,203225.46189999999,195768.51,175709.75630000001,196095.11720000001,212381.89060000001,220377.22270000001,166960.79740000001]
["A24035EU0_4471_0000","24035","QUEEN ANNES","Upper Eastern Shore","Eastern Shore of Chesapeake Bay","Stormwater",5484.4712470000004,5425.9630859999997,5187.2982240000001,5002.5839839999999,5200.3351739999998,5299.94481,5781.3305970000001,4090.8860439999999,3359.9445909999999,310.37455189999997,291.30895279999999,275.69183409999999,266.92210390000002,304.39021689999998,315.83015820000003,307.361332,196.69354530000001,144.0280195,187908.29130000001,137136.4215,126423.2798,124884.7852,175190.02739999999,184212.53909999999,205469.95310000001]
["A24035EU0_4472_0000","24035","QUEEN ANNES","Upper Eastern Shore","Eastern Shore of Chesapeake Bay","Stormwater",1570.230759,1443.2470860000001,1383.040962,1356.866892,1358.4802440000001,1374.4383130000001,1224.7714920000001,1110.9303190000001,929.52322279999998,104.9617291,94.420711510000004,90.487066260000006,91.17666912,92.051434510000007,93.895256520000004,81.826734540000004,68.385173879999996,53.650578969999998,51679.716800000002,41678,39385.662109999997,41092.277220000004,41810.954599999997,42821.876219999998,41652.885750000001]
["A24035EU0_4473_0000","24035","QUEEN ANNES","Upper Eastern Shore","Eastern Shore of Chesapeake Bay","Stormwater",13646.686530000001,12776.3621,12214.53975,11773.40503,11671.102779999999,11788.319090000001,11716.00733,9626.0080190000008,7900.3202019999999,709.27003960000002,672.68293949999997,636.65213779999999,615.89868550000006,610.21806709999998,624.30887229999996,539.02905659999999,453.46641799999998,331.3426048,386732.42940000002,324497.49060000002,298959.20319999999,295503.46289999998,292913.66600000003,302236.46299999999,296665.06449999998]
["A24035EU0_4474_0000","24035","QUEEN ANNES","Upper Eastern Shore","Eastern Shore of Chesapeake Bay","Stormwater",3027.1325689999999,2975.9079590000001,2844.0795290000001,2839.6921080000002,2888.3780059999999,2885.0865399999998,2740.6615969999998,2280.7887770000002,1905.26161,164.18839840000001,153.04575919999999,144.517931,151.99551009999999,159.35863499999999,160.95316120000001,124.7828131,109.3290803,85.869846449999997,170519.09179999999,133940.42189999999,123024.26949999999,142887.4883,155229.3848,157434.80660000001,126803.98510000001]
["A24035EU0_4475_0000","24035","QUEEN ANNES","Upper Eastern Shore","Eastern Shore of Chesapeake Bay","Stormwater",47.749408719999998,176.25316810000001,179.8171692,192.9048119,207.70088770000001,215.45598609999999,81.695510780000006,152.5098505,134.3049714,3.6073825359999998,11.76465702,10.34388804,12.32873011,14.26113868,15.48189473,3.702854436,9.3493636260000006,8.686347348,1148.5962979999999,3454.9874260000001,2729.7569579999999,3599.1979369999999,4333.5718390000002,4792.7748410000004,963.42135140000005]
["A24035EU0_4490_0000","24035","QUEEN ANNES","Upper Eastern Shore","Eastern Shore of Chesapeake Bay","Stormwater",3291.628561,4778.2562090000001,4616.9106080000001,4592.2420940000002,4702.8027910000001,4770.157518,4472.0377829999998,3733.0197669999998,3143.7592060000002,238.7074897,280.19550220000002,252.4381544,261.9812149,285.51438760000002,293.86244679999999,224.90284439999999,197.86081780000001,161.4759268,226067.41769999999,209686.94260000001,175533.5349,193566.08619999999,222622.3364,229839.83619999999,185825.07199999999]
["A24035EU0_4491_0000","24035","QUEEN ANNES","Upper Eastern Shore","Eastern Shore of Chesapeake Bay","Stormwater",16134.94464,16133.783090000001,15405.959049999999,15204.631659999999,15302.42591,15601.03443,14511.44946,12367.57906,10341.992399999999,910.17242539999995,845.82337840000002,785.37676520000002,817.90583800000002,850.51280970000005,884.65380870000001,621.68402100000003,599.516121,475.60902490000001,721697.00439999998,562990.64,500674.09840000002,567858.99230000004,610562.09380000003,642250.29689999996,453197.20309999998]
["A24035EU0_4610_0000","24035","QUEEN ANNES","Upper Eastern Shore","Eastern Shore of Chesapeake Bay","Stormwater",13325.57668,15900.226989999999,15507.341280000001,15274.592049999999,15706.37451,16022.89575,14942.778899999999,12437.23472,10390.497009999999,763.12381960000005,865.75769260000004,825.20934109999996,840.44349669999997,927.40151979999996,968.32418819999998,682.59479139999996,630.62048760000005,500.89458530000002,697143.45799999998,677532.24450000003,626966.10640000005,678880.71880000003,812387.79689999996,858892.40630000003,589398.69539999997]
["A24035EU0_4872_0000","24035","QUEEN ANNES","Upper Eastern Shore","Eastern Shore of Chesapeake Bay","Stormwater",34351.448729999996,38539.480920000002,36830.615339999997,36741.500569999997,37092.972170000001,37957.09549,35992.301639999998,29774.17051,25069.873960000001,2023.483563,2102.8461560000001,1905.5371749999999,2028.8354019999999,2112.5946090000002,2237.050463,1599.0219770000001,1491.4585320000001,1215.406103,1615266.13,1280147.8419999999,1041407.008,1304353.7830000001,1427301.5190000001,1570324.8940000001,987700.09389999998]
["A24035EU2_3520_0001","24035","QUEEN ANNES","Upper Eastern Shore","Eastern Shore of Chesapeake Bay","Stormwater",3879.4364860000001,3608.5494399999998,3452.2441469999999,3341.9948730000001,3322.6088869999999,3363.1770019999999,2708.3286130000001,2854.9203590000002,2456.7044999999998,267.02990560000001,236.241716,224.51510709999999,218.51981359999999,216.57555389999999,221.24827579999999,168.31930550000001,163.4579248,122.7531367,156829.8927,121944.5674,113142.4685,111931.19530000001,110758.75,113811.00780000001,96172.326180000004]
["A24037PL0_5510_0001","24037","ST MARYS","Lower Potomac","Potomac River Basin","Stormwater",2452.7888699999999,2205.4123,2080.3314380000002,2155.9802549999999,2202.3732960000002,2234.7821359999998,2002.158942,2022.0483670000001,1983.192986,373.70273689999999,379.8496083,358.87711719999999,395.58786079999999,422.84322259999999,435.20185789999999,311.32915020000002,318.00671469999997,290.75977970000002,188517.1226,187009.2954,173029.00829999999,204689.98480000001,224411.5938,232343.93239999999,165758.0509]
["A24037PL0_5670_0000","24037","ST MARYS","Lower Potomac","Potomac River Basin","Stormwater",9442.895767,9532.7489010000008,8926.5580599999994,9359.7306069999995,9316.8956450000005,9500.1338660000001,10242.702160000001,8267.0266479999991,7827.3390410000002,979.51901250000003,931.00211330000002,875.90629190000004,1027.8450740000001,1049.3155630000001,1097.278667,1054.538677,792.35800810000001,736.65915219999999,501729.09379999997,412436.09379999997,377803.89069999999,497284.79690000002,511057.5,540967.18759999995,588344.70319999999]
["A24037PL0_5671_0000","24037","ST MARYS","Lower Potomac","Potomac River Basin","Stormwater",991.58770749999996,779.32949840000003,738.55969240000002,749.66818049999995,750.19136820000006,758.76742939999997,3168.4972379999999,666.96277940000004,619.23150399999997,138.19871710000001,113.83248140000001,110.02364919999999,115.5412822,117.8722372,120.20922849999999,579.67708589999995,92.502389930000007,80.82155041,43737.812010000001,31053.629400000002,29742.751960000001,33108.74512,34335.425049999998,35318.548340000001,234504.6563]
["A24037PL0_5672_0000","24037","ST MARYS","Lower Potomac","Potomac River Basin","Stormwater",16760.045839999999,18089.097610000001,16963.688849999999,17499.857230000001,17982.787779999999,18358.663509999998,18142.885989999999,15546.293879999999,14601.3639,2021.646017,2019.211728,1876.8311470000001,2084.2665099999999,2268.4163819999999,2378.742737,1874.7008820000001,1646.6878830000001,1493.259041,475876.0514,391527.02279999998,350045.43469999998,433298.44140000001,493533.74619999999,526878.74620000005,418523.75390000001]
["A24037PL0_5750_0001","24037","ST MARYS","Lower Potomac","Potomac River Basin","Stormwater",4886.3348690000003,6170.5492469999999,5821.8123299999997,6081.7732480000004,6168.9012979999998,6403.131523,5859.5329510000001,5821.1403700000001,5820.6923969999998,750.99176509999995,1013.463162,915.83506539999996,1030.9354969999999,1088.457195,1193.3144339999999,834.37128829999995,853.36229470000001,811.71378079999999,775992.52350000001,989778.56940000004,839451.22779999999,1049563.852,1134135.4609999999,1292597.57,879242.96100000001]
["A24037PL0_5830_0001","24037","ST MARYS","Lower Potomac","Potomac River Basin","Stormwater",9699.4280529999996,10385.70203,9802.8945029999995,10471.12664,10802.65207,11052.60101,12243.110919999999,9722.2278349999997,9668.4500549999993,1593.6519940000001,1744.7168999999999,1619.3264079999999,1871.5090049999999,2040.709611,2146.899938,2145.8818879999999,1510.8813709999999,1438.5846790000001,4261231.2529999996,4219895.6330000004,3759480.432,4813023.2860000003,5434278.7000000002,5807857.1490000002,6122324.6509999996]
["A24037PL0_5950_0000","24037","ST MARYS","Lower Potomac","Potomac River Basin","Stormwater",5486.9425199999996,5991.8546109999997,5775.744893,5892.5094840000002,5981.3053499999996,6107.4088060000004,5611.2711719999998,5257.9774539999999,4912.7991620000003,606.79396880000002,615.01492489999998,616.21695950000003,672.54343989999995,715.89147749999995,750.25124930000004,568.60697749999997,534.15292699999998,479.44357209999998,268084.11930000002,206513.2886,216167.6292,269374.63429999998,301549.07179999998,323683.728,248698.56400000001]
["A24037PL0_5951_0000","24037","ST MARYS","Lower Potomac","Potomac River Basin","Stormwater",3833.3973999999998,3584.6589960000001,3348.4202270000001,3534.7243039999998,3377.8878629999999,3434.0223689999998,3577.8278850000002,3115.2941340000002,2959.8767379999999,403.5068741,368.8069916,346.50729369999999,408.45153809999999,383.62921519999998,396.74349599999999,338.08339310000002,315.66127390000003,295.09726069999999,187359.61720000001,146175.19140000001,133382.48050000001,181207.06640000001,164924.49220000001,172816.7617,155838.69630000001]
["A24037PL0_5952_0000","24037","ST MARYS","Lower Potomac","Potomac River Basin","Stormwater",2224.6147769999998,2091.5484620000002,1951.058503,1934.9622879999999,1742.526916,1762.199928,1804.965729,1735.2342619999999,1591.3514359999999,237.5122337,208.67845159999999,195.5919418,203.2566424,191.88673779999999,191.6869164,189.76029969999999,158.32680400000001,133.4833788,82955.839840000001,58155.291019999997,52927.320310000003,60195.784670000001,57991.808590000001,58157.449209999999,69734.771489999999]
["A24037PL0_5960_0000","24037","ST MARYS","Lower Potomac","Potomac River Basin","Stormwater",13733.989460000001,14989.877850000001,13914.01701,14589.897709999999,15097.08252,15223.40942,18139.320800000001,12906.28765,12234.468080000001,1613.8610100000001,1784.1891290000001,1605.6263799999999,1824.8150479999999,2013.437058,2059.142319,2186.8592990000002,1445.8655690000001,1339.3583619999999,718240.08719999995,734858.78760000004,647133.80610000005,762331.60950000002,846819.39069999999,866650.29700000002,980279]
["A24037PL0_5961_0000","24037","ST MARYS","Lower Potomac","Potomac River Basin","Stormwater",1508.6432789999999,1600.7907789999999,1504.6557250000001,1615.0884590000001,1649.0279410000001,1713.4541340000001,1864.3601719999999,1422.6596119999999,1367.9955379999999,152.9632388,189.94903830000001,171.26708869999999,202.03602889999999,218.8387324,238.46960540000001,223.13261,161.7245762,155.36290120000001,45324.24323,55290.262150000002,47423.908609999999,60948.526550000002,67469.651429999998,74996.725309999994,73716.3079]
["A24037PL0_5962_0000","24037","ST MARYS","Lower Potomac","Potomac River Basin","Stormwater",1851.3687179999999,2133.7646110000001,2051.7414490000001,2173.399109,2259.931,2319.575073,3571.5803230000001,1926.800782,1843.5070040000001,233.14826020000001,316.28158669999999,291.78194079999997,323.52577969999999,354.8531036,374.73805240000002,570.80552680000005,267.05604249999999,250.5721102,84112.231050000002,113596.5563,101320.6778,117438.01949999999,131671.3106,140283.47270000001,228835.4375]
["A24037PL0_5980_0000","24037","ST MARYS","Lower Potomac","Potomac River Basin","Stormwater",3840.6922490000002,4249.6086869999999,3981.589187,4196.8682859999999,4307.8212279999998,4622.5711670000001,5693.20813,3710.772191,3530.2275260000001,461.34967160000002,500.25700000000001,455.81096000000002,521.7065963,568.55270389999998,660.45239249999997,793.35899359999996,416.10265399999997,389.63045,223628.1923,204066.2164,174551.1948,228993.1679,262589.53129999997,327425.82429999998,438304.20319999999]
["A24037PL0_5981_0000","24037","ST MARYS","Lower Potomac","Potomac River Basin","Stormwater",16539.832900000001,18248.136269999999,16948.107209999998,18114.67913,18588.975480000001,19073.198690000001,19451.99253,15974.22616,15324.97212,2185.4688019999999,2220.20289,1982.415137,2324.014494,2539.232763,2694.8259720000001,2256.251741,1853.0664549999999,1766.8340009999999,681979.87529999996,565835.84149999998,472056.0882,630882.56709999999,720029.52780000004,780283.25919999997,646786.66729999997]
["A24037PL0_5982_0000","24037","ST MARYS","Lower Potomac","Potomac River Basin","Stormwater",7735.0067740000004,8073.5612490000003,7383.7553719999996,7899.4755260000002,8041.3887329999998,7934.0216069999997,11181.35779,6887.6803300000001,6556.9636350000001,904.92343510000001,913.98043819999998,807.11423879999995,954.48989870000003,1020.444519,1003.879578,1405.843689,735.59403980000002,687.91390720000004,384481.50780000002,328178.11920000002,267813.66310000001,366722.9375,405801.34379999997,395052.75790000003,641058.98439999996]
["A24037PL0_5983_0000","24037","ST MARYS","Lower Potomac","Potomac River Basin","Stormwater",3383.7394709999999,2554.4826760000001,2394.6189260000001,2472.3418510000001,2472.8186030000002,2499.3002320000001,2941.6270450000002,2188.9446939999998,2051.82854,387.24557170000003,283.66327949999999,268.0128345,297.88903319999997,309.69135030000001,319.62031080000003,338.04357909999999,232.1874162,208.30380389999999,202921.80960000001,113356.6162,104029.36259999999,133863.21650000001,144650.0594,152542.59729999999,172639.53520000001]
["A24037PL0_6020_0000","24037","ST MARYS","Lower Potomac","Potomac River Basin","Stormwater",4387.4915449999999,4146.8522720000001,3863.51746,3859.283966,3859.819794,4123.0853880000004,4258.4039309999998,3453.8314730000002,3180.7074830000001,436.5063336,401.97808830000002,375.89593020000001,398.27286529999998,409.90081020000002,483.06500249999999,355.95440669999999,309.15683610000002,264.66410669999999,194364.65289999999,145019.06020000001,131634.65270000001,158998.50200000001,169141.77340000001,225190.32810000001,149326.71090000001]
["A24037PL0_6060_0000","24037","ST MARYS","Lower Potomac","Potomac River Basin","Stormwater",7553.0126959999998,8307.531524,7692.4770200000003,8304.5057379999998,8554.9782109999996,8733.2013559999996,10094.334290000001,7274.2036589999998,6995.3547509999999,1049.905197,1141.572083,1023.357399,1191.473999,1287.3713990000001,1346.4320990000001,1399.7808230000001,945.53427439999996,893.65219139999999,473962.21889999998,445310.13679999998,378103.12119999999,488285.11339999997,544300.14069999999,576959.40240000002,618097.40639999998]
["A24037PL0_6110_0000","24037","ST MARYS","Lower Potomac","Potomac River Basin","Stormwater",5078.1751709999999,4645.6564179999996,4347.4000999999998,4380.6003890000002,4604.5904840000003,4427.8647760000003,4878.146866,3891.7400600000001,3587.9667009999998,585.29874610000002,497.38453099999998,468.70882219999999,496.44511030000001,568.1887054,522.26498409999999,508.35197069999998,386.60962160000003,331.87682109999997,302665.25660000002,178889.9019,163742.54980000001,200805.4687,269464.75,224875.44930000001,237694.04300000001]
["A24037PL1_5910_0001","24037","ST MARYS","Lower Potomac","Potomac River Basin","Stormwater",17283.785769999999,19625.336149999999,18365.762480000001,19741.17036,20471.915150000001,20982.143179999999,21881.079659999999,18208.618979999999,18103.856640000002,2569.7330099999999,2786.4128649999998,2474.012127,2914.9492220000002,3265.8118840000002,3477.3324229999998,3105.7589149999999,2405.100876,2359.160042,1894136.156,1776996.5530000001,1482191.6680000001,1931221.6540000001,2250983.196,2437565.017,2236891.8059999999]
["A24037WL0_4924_0000","24037","ST MARYS","Patuxent","Western Shore of Chesapeake Bay","Stormwater",1357.8836180000001,2287.260632,2147.6177250000001,2360.3774410000001,2515.511352,2597.8707880000002,2142.2115480000002,1951.456545,1820.682425,176.87342939999999,336.66540839999999,287.5162449,339.49861140000002,395.38253780000002,426.17731470000001,287.06900409999997,270.02820800000001,258.36951670000002,71088.118499999997,134449.5882,103643.6477,136035.76370000001,168329.00390000001,185704.96679999999,118080.6787]
["A24037WL0_5880_0000","24037","ST MARYS","Patuxent","Western Shore of Chesapeake Bay","Stormwater",3640.8026580000001,3343.3656230000001,3134.5676349999999,3227.6387169999998,3429.849365,3305.716782,4769.426453,2657.776112,2339.9150970000001,408.90548230000002,372.32673260000001,351.85556229999997,387.23034660000002,450.82900999999998,417.50586700000002,619.93209850000005,283.21960410000003,237.46229869999999,191641.864,141087.08720000001,129503.4026,164247.4688,215732.0625,187481.3242,344079.72659999999]
["A24037WL0_5881_0000","24037","ST MARYS","Patuxent","Western Shore of Chesapeake Bay","Stormwater",962.62704280000003,799.675747,752.82591060000004,748.27297120000003,760.55471809999995,745.23425480000003,836.70849610000005,622.40848219999998,535.46352999999999,116.2673751,96.646317600000003,91.837683560000002,93.66872669,99.134560590000007,95.138830189999993,93.288892739999994,69.441150500000006,54.510128469999998,59497.292540000002,41531.828860000001,38317.10385,40865.750240000001,45162.324699999997,42143.287109999997,42925.653319999998]
["A24037XL0_4953_0000","24037","ST MARYS","Patuxent","Patuxent River Basin","Stormwater",11079.644609999999,10626.57597,9923.8587069999994,10513.775600000001,10478.30154,10897.72726,11250.3055,9250.4155219999993,8801.453399,1164.968642,1089.9415489999999,1024.0099250000001,1215.0128099999999,1251.2378920000001,1369.160286,1161.3769,937.67992349999997,880.12658929999998,405287.95280000003,320876.01,293089.50420000002,405813.68900000001,424732.37650000001,482862.18119999999,426236.5797]
["A24037XL0_4955_0000","24037","ST MARYS","Patuxent","Patuxent River Basin","Stormwater",9009.5324710000004,7416.6322550000004,6951.3650809999999,7381.4875480000001,7637.6622310000002,7614.1446530000003,6500.0017090000001,6482.2968080000001,6169.5846270000002,1075.274459,820.80649519999997,775.33582449999994,908.70710750000001,1013.344391,1012.330216,640.73799140000006,704.58069130000001,657.41060240000002,498330.39380000002,283710.93489999999,260306.02799999999,366022.3751,440438.3126,436918.57809999998,240855.99220000001]
["A24037XL0_4956_0000","24037","ST MARYS","Patuxent","Patuxent River Basin","Stormwater",1339.8450319999999,1212.941589,1134.288757,1184.273537,1216.069984,1194.764122,1371.2307129999999,1037.9025779999999,973.64512530000002,194.97034360000001,127.9462996,120.43716240000001,136.11617089999999,149.1622868,147.07731630000001,150.24224090000001,104.85403359999999,94.465281090000005,81675.098880000005,36339.878660000002,33225.324220000002,42479.95996,49120.609369999998,48199.230470000002,49233.750979999997]
["A24037XL0_5340_0000","24037","ST MARYS","Patuxent","Patuxent River Basin","Stormwater",17386.37628,18782.730889999999,17404.906609999998,18443.28613,19074.644049999999,19346.093260000001,17461.61939,16275.815339999999,15523.08783,2010.584918,2109.2414349999999,1882.038976,2203.3640439999999,2452.3397829999999,2540.6040039999998,1743.285294,1736.6846049999999,1639.781692,405623.31349999999,364760.4253,303978.98719999997,406746.52350000001,476209.46879999997,498005.80469999998,333663.37119999999]
["A24037XL0_5344_0000","24037","ST MARYS","Patuxent","Patuxent River Basin","Stormwater",1968.562042,2347.9932549999999,2208.6678160000001,2305.6106410000002,2401.3289180000002,2430.1925350000001,3626.4811399999999,2045.580254,1936.8552119999999,216.5869103,259.72244260000002,235.25921829999999,266.81108849999998,298.47388460000002,309.22338860000002,440.28369909999998,212.82592639999999,197.8703984,58452.359369999998,61015.289069999999,51210.318359999997,67674.119139999995,81312.8125,85429.009760000001,139132.82029999999]
["A24037XL0_5347_0000","24037","ST MARYS","Patuxent","Patuxent River Basin","Stormwater",5860.0022550000003,5711.7353030000004,5197.3991400000004,5837.2430640000002,6009.3126849999999,6172.8673360000003,6723.4318659999999,5049.2045420000004,4950.4081429999997,749.8399005,693.5227764,603.05129880000004,773.38509220000003,849.68245090000005,901.30032080000001,897.70324930000004,596.45365130000005,592.05521969999995,349993.8419,257565.19829999999,200583.78539999999,322603.99550000002,373193.2279,405036.32890000002,424446.99589999998]
["A24037XL0_5349_0000","24037","ST MARYS","Patuxent","Patuxent River Basin","Stormwater",611.15142060000005,601.58383170000002,565.85555269999998,590.66125869999996,589.25425340000004,598.9727173,483.86840819999998,514.16885539999998,479.7110571,58.260220529999998,67.270771030000006,60.97947645,66.746310230000006,67.814970020000004,73.559440609999996,44.879600519999997,52.563162269999999,46.952286149999999,28631.798340000001,39698.332029999998,32414.117190000001,41487.030270000003,42220.985359999999,51788.39258,23390.948250000001]
["A24039EL0_5761_0000","24039","SOMERSET","Lower Eastern Shore","Eastern Shore of Chesapeake Bay","Stormwater",2365.3780270000002,2452.0960439999999,2439.2930580000002,2359.9829119999999,2378.561858,2374.359207,2530.2230639999998,1938.7421850000001,1605.041602,159.90850499999999,162.70456050000001,159.72455289999999,153.48530199999999,154.66036919999999,155.6376009,142.48769609999999,109.6168086,76.211645809999993,72287.3851,68026.788570000004,65536.792920000007,64065.239990000002,64193.315920000001,64959.212639999998,66319.807310000004]
["A24039EL0_5762_0000","24039","SOMERSET","Lower Eastern Shore","Eastern Shore of Chesapeake Bay","Stormwater",6398.6793969999999,6418.4717289999999,6373.4904479999996,6179.3629609999998,6195.416381,6190.1758890000001,6302.6265789999998,5077.788423,4213.9870730000002,446.921401,431.48445270000002,427.06537830000002,414.9760809,415.55773490000001,416.04271319999998,370.29285859999999,296.21378989999999,208.97939769999999,94807.013189999998,79920.109020000004,78056.776259999999,78072.349430000002,77760.164560000005,77753.617010000002,78250.906990000003]
["A24039EL0_5763_0000","24039","SOMERSET","Lower Eastern Shore","Eastern Shore of Chesapeake Bay","Stormwater",4604.9619140000004,4944.8318060000001,5151.6959989999996,4864.278566,4935.7657959999997,5139.5143740000003,4185.1379390000002,4039.5610139999999,3298.1376909999999,333.88973609999999,332.8630809,356.5183887,324.5288506,330.65621859999999,366.89500429999998,254.73683930000001,239.35838010000001,161.2517076,101406.27589999999,89696.796629999997,98646.052240000005,88340.357610000006,89981.375369999994,105199.3398,78613.408200000005]
["A24039EL0_5765_0000","24039","SOMERSET","Lower Eastern Shore","Eastern Shore of Chesapeake Bay","Stormwater",2274.3472750000001,2586.8991470000001,2555.2746350000002,2473.7574509999999,2491.8528670000001,2518.3810269999999,2300.6815790000001,2030.9550549999999,1681.408668,148.5902786,169.63746169999999,160.5120173,154.13326169999999,154.23551699999999,160.41186049999999,119.2476578,110.674662,77.449758520000003,39730.196770000002,43170.388189999998,38933.737549999998,38208.963380000001,37636.66332,40214.220710000001,32953.200199999999]
["A24039EL0_5890_0000","24039","SOMERSET","Lower Eastern Shore","Eastern Shore of Chesapeake Bay","Stormwater",804.0690002,1087.3713990000001,1014.996094,958.89387509999995,972.79611199999999,1043.523285,1335.354004,854.91390779999995,748.19245049999995,72.476436609999993,129.43818089999999,108.39108280000001,100.37917330000001,102.2458496,118.7755508,130.01800539999999,86.359447250000002,71.671690240000004,8386.4130860000005,18874.42553,14789.28809,13230.617679999999,13538.447270000001,16471.043460000001,14857.780269999999]
["A24039EL0_5891_0000","24039","SOMERSET","Lower Eastern Shore","Eastern Shore of Chesapeake Bay","Stormwater",314.2435284,416.85534860000001,417.54486650000001,416.87538910000001,426.85506820000001,432.87357329999998,579.44949340000005,341.39861999999999,290.63445569999999,26.760690690000001,31.82166458,30.23098469,30.29255247,31.096639639999999,32.774459360000002,37.910720820000002,22.36212557,17.116219489999999,18373.639159999999,19294.491819999999,17618.008419999998,18029.967530000002,18503.71314,19856.947270000001,24376.853029999998]
["A24039EL0_5892_0000","24039","SOMERSET","Lower Eastern Shore","Eastern Shore of Chesapeake Bay","Stormwater",1319.092987,1442.0256690000001,1456.0840800000001,1416.3283120000001,1436.6180569999999,1438.0265199999999,1699.7432859999999,1165.51756,971.80654730000003,97.031460760000002,101.7816658,101.7141008,97.921749109999993,99.639256470000007,101.63072870000001,112.585453,71.610490839999997,51.541417500000001,51830.376960000001,48427.23878,47811.083500000001,46075.255369999999,46840.314939999997,48799.049800000001,59310.938479999997]
["A24039EL0_5893_0000","24039","SOMERSET","Lower Eastern Shore","Eastern Shore of Chesapeake Bay","Stormwater",1175.732025,1066.556198,1052.6931,1024.2037660000001,1030.2247010000001,1022.216705,1273.999695,840.76426530000003,699.47837549999997,77.949014660000003,73.138804919999998,72.492176540000003,70.734308249999998,71.371219629999999,70.671499249999997,89.791168209999995,50.271197780000001,35.457211950000001,31284.263429999999,28783.257440000001,28474.89734,28461.285639999998,28695.09375,28300.697270000001,42525.045899999997]
["A24039EL0_5894_0000","24039","SOMERSET","Lower Eastern Shore","Eastern Shore of Chesapeake Bay","Stormwater",4653.8083800000004,6608.8278190000001,6631.7018129999997,6379.2305909999995,6473.7152550000001,6576.856597,9396.4001459999999,5271.0646569999999,4363.9732199999999,336.20330819999998,451.14912029999999,424.94163520000001,398.8512154,403.68282319999997,428.66731650000003,469.07170109999998,295.82732549999997,209.75111910000001,195730.1133,237972.89449999999,211034.11919999999,198038.68950000001,198597.89259999999,219110.90239999999,251443.22659999999]
["A24039EL0_6001_0000","24039","SOMERSET","Lower Eastern Shore","Eastern Shore of Chesapeake Bay","Stormwater",25672.40453,31361.244119999999,31817.173119999999,31015.16691,31140.178639999998,31631.555489999999,36533.974549999999,25606.5308,21466.102579999999,1776.8609269999999,2158.428527,2129.417062,2067.374288,2048.3887719999998,2148.6504880000002,2129.8450109999999,1527.4970980000001,1126.2171229999999,368728.41460000002,419494.63819999999,400025.47409999999,395052.89539999998,380504.00429999997,414354.11219999997,476943.478]
["A24039EL0_6002_0000","24039","SOMERSET","Lower Eastern Shore","Eastern Shore of Chesapeake Bay","Stormwater",4157.3378910000001,3706.9350880000002,3669.1036680000002,3559.0786280000002,3570.1777489999999,3557.0697169999999,3490.9497219999998,2928.0589020000002,2434.0290570000002,299.50562480000002,254.33432010000001,252.5683832,245.83603859999999,246.5585423,245.93883700000001,217.86933329999999,175.56106170000001,124.22284740000001,88109.087280000007,59034.284180000002,58494.516230000001,58430.445310000003,58362.574209999999,58149.26367,57709.43262]
["A24039EL0_6003_0000","24039","SOMERSET","Lower Eastern Shore","Eastern Shore of Chesapeake Bay","Stormwater",14129.14194,12975.510249999999,12819.42792,12363.94824,12433.329100000001,12365.06763,14518.03314,10144.807049999999,8361.7264720000003,879.43168649999996,801.49953459999995,793.72912599999995,765.90451050000001,771.29147330000001,767.18759150000005,784.74343480000005,536.71499129999995,365.3722348,287770.38329999999,231676.546,228928.54639999999,228534.14850000001,229068.5312,227215.92189999999,292772.72269999998]
["A24039EL0_6004_0000","24039","SOMERSET","Lower Eastern Shore","Eastern Shore of Chesapeake Bay","Stormwater",0,0,0,0,0,0,0,0,0,0,0,0,0,0,0,0,0,0,0,0,0,0,0,0,0]
["A24039EL0_6010_0000","24039","SOMERSET","Lower Eastern Shore","Eastern Shore of Chesapeake Bay","Stormwater",519.89535520000004,461.15534209999998,454.9218674,448.1013031,450.39999390000003,446.6988983,416.27619170000003,368.9257528,311.59500980000001,39.678197390000001,36.91294551,36.652602190000003,36.228218560000002,36.525404930000001,36.125687599999999,32.779918189999997,26.23731265,19.29378629,13192.062620000001,12083.54602,11970.64862,11972.332770000001,12083.04358,11912.648859999999,11493.54578]
["A24039EL0_6011_0000","24039","SOMERSET","Lower Eastern Shore","Eastern Shore of Chesapeake Bay","Stormwater",13186.809509999999,14665.64545,14561.73596,13773.51555,14121.755450000001,14214.14632,21178.7291,11460.240820000001,9392.5773860000008,900.85792549999996,1016.64315,970.6013183,891.73684739999999,929.1207981,959.24063450000006,1182.3042680000001,658.89619029999994,451.09277159999999,490173.8028,528675.47459999996,459908.95510000002,388330.93099999998,426127.25339999999,465250.98979999998,545746.0736]
["A24039EL1_5570_0001","24039","SOMERSET","Lower Eastern Shore","Eastern Shore of Chesapeake Bay","Stormwater",1659.7047769999999,1493.226694,1473.9820560000001,1433.3170849999999,1437.423714,1432.9509350000001,1468.511238,1287.4366889999999,1163.0731109999999,131.14973209999999,122.6747718,121.6519294,118.778255,119.0122676,118.8089519,110.2098498,91.430750200000006,71.283297410000003,106843.43889999999,98808.400280000002,97875.447159999996,97771.273440000004,97548.595709999994,97350.970709999994,99009.310549999995]
["A24039EL1_6000_0001","24039","SOMERSET","Lower Eastern Shore","Eastern Shore of Chesapeake Bay","Stormwater",2319.6484599999999,2090.1192940000001,2063.5648200000001,2006.086685,2011.964066,2004.8780670000001,1919.000198,1808.7399290000001,1638.856669,206.29980560000001,193.59150410000001,192.00976940000001,187.454958,187.96318249999999,187.4843616,165.4849796,142.85550559999999,110.08599630000001,151398.13620000001,140535.18210000001,139248,139121.54300000001,139001.6777,138515.39449999999,135896.52929999999]
["A24039EL3_5970_0000","24039","SOMERSET","Lower Eastern Shore","Eastern Shore of Chesapeake Bay","Stormwater",4269.288818,3623.8073279999999,3577.0904759999999,3463.3931809999999,3470.0126949999999,3465.8979639999998,3620.0214919999999,2848.3366249999999,2362.500724,295.98050130000001,240.35810480000001,238.13234130000001,231.2174311,231.32989029999999,231.5446651,213.9200309,163.87536650000001,114.3707167,123451.6603,90565.257089999999,89559.011480000001,89400.519039999999,88939.412660000002,88977.689400000003,91966.893200000006]
["A24039EL3_5971_0000","24039","SOMERSET","Lower Eastern Shore","Eastern Shore of Chesapeake Bay","Stormwater",3381.4354549999998,3048.347123,3009.8442540000001,2926.6915429999999,2936.6585839999998,2923.8245999999999,3112.9465479999999,2411.581001,2012.7388330000001,233.36336990000001,219.28839210000001,217.5174198,212.41462899999999,213.1768055,212.40172000000001,201.9713917,153.10553049999999,110.16427090000001,99301.396479999996,92426.728510000001,91606.066170000006,91538.649409999998,91569.78125,91136.970700000005,94549.039059999996]
["A24039EL3_5974_0000","24039","SOMERSET","Lower Eastern Shore","Eastern Shore of Chesapeake Bay","Stormwater",10910.754209999999,10507.137210000001,10603.59691,10075.359130000001,10111.982180000001,10072.555179999999,10026.819820000001,8321.8269930000006,6800.6470499999996,682.80177119999996,643.57560160000003,663.46595190000005,618.33337410000001,620.63000490000002,619.18881220000003,530.38278200000002,441.48410310000003,293.49620390000001,194965.4258,158778.30319999999,174046.1079,157489.62109999999,157170.7188,156500.21100000001,155813.26949999999]
["A24041EM0_4324_0000","24041","TALBOT","Choptank","Eastern Shore of Chesapeake Bay","Stormwater",12089.064350000001,17862.049609999998,17372.85052,17463.390950000001,17932.804270000001,17992.315549999999,18343.096580000001,14193.47359,12073.88898,846.45684010000002,1147.777746,1072.2374910000001,1117.9042320000001,1193.4500869999999,1139.148702,1007.991678,809.76936509999996,634.79061460000003,247005.6354,257565.77110000001,218698.14,251299.7022,285886.29129999998,252173.2836,255162.51070000001]
["A24041EM0_4551_0000","24041","TALBOT","Choptank","Eastern Shore of Chesapeake Bay","Stormwater",3642.251162,3527.9986939999999,3398.6381080000001,3301.0656130000002,3279.014099,3296.6989130000002,2576.3132719999999,2701.6461450000002,2236.984837,210.5670365,196.76079949999999,187.9393149,182.34355550000001,180.85773090000001,182.73368830000001,121.5615066,128.79390989999999,89.36363987,144356.24,97495.729240000001,88529.379400000005,88421.070319999999,87914.972659999999,89181.609370000006,73428.196039999995]
["A24041EM0_4870_0000","24041","TALBOT","Choptank","Eastern Shore of Chesapeake Bay","Stormwater",14077.92246,14676.59827,14124.52061,13926.28772,13947.921969999999,13796.80517,14697.157660000001,11393.889349999999,9573.4685100000006,918.28651709999997,894.19436599999995,855.12816529999998,860.63138400000003,871.29554740000003,838.82778940000003,796.28157799999997,614.5616086,454.18390410000001,685649.5747,485128.50829999999,441754.61599999998,478819.99219999998,496715.56640000001,446075.59379999997,526833.10160000005]
["A24041EM0_4871_0000","24041","TALBOT","Choptank","Eastern Shore of Chesapeake Bay","Stormwater",6028.2892460000003,6057.6809080000003,5831.4139409999998,5674.8428960000001,5636.3010249999998,5667.7312009999996,5861.5780350000005,4655.6082610000003,3871.7378079999999,367.4141884,360.37580880000002,344.5236969,335.54438779999998,332.78559869999998,336.08699039999999,295.850796,239.75871789999999,169.91539850000001,198250.07810000001,144227.60939999999,131244.05859999999,131095.39840000001,130202.13280000001,131992.6992,137423.6519]
["A24041EM0_4874_0000","24041","TALBOT","Choptank","Eastern Shore of Chesapeake Bay","Stormwater",49140.460959999997,55770.325089999998,53686.326609999996,54114.269189999999,54825.212809999997,54671.462059999998,62256.247770000002,43930.663589999996,37426.88824,3152.8019220000001,3322.6693110000001,3176.5746669999999,3388.614415,3538.1614760000002,3394.9645679999999,3399.226529,2391.79403,1868.606939,1596530.875,1131521.206,1029701.675,1348012.93,1508778.916,1320652.0360000001,1597107.6129999999]
["A24041EM0_4875_0000","24041","TALBOT","Choptank","Eastern Shore of Chesapeake Bay","Stormwater",12364.976720000001,13077.131670000001,12593.45132,12411.005740000001,12206.24805,12255.85547,13735.274719999999,10126.885619999999,8482.5084779999997,730.21159069999999,752.11222029999999,718.70112229999995,725.13019369999995,696.06350710000004,701.73332210000001,695.00511559999995,512.47704020000003,374.99431879999997,504571.0993,389903.7953,354431.5245,397185.23830000003,353861.59379999997,357785.29690000002,476198.1251]
["A24041EM0_4876_0000","24041","TALBOT","Choptank","Eastern Shore of Chesapeake Bay","Stormwater",4456.3456150000002,4593.4947490000004,4423.3329000000003,4300.6403200000004,4270.8208009999998,4295.344666,3530.4364009999999,3524.0329400000001,2924.4996339999998,263.73272109999999,265.59796749999998,253.81760180000001,246.78313439999999,244.67468260000001,247.24924469999999,174.40127559999999,175.46697270000001,123.23321989999999,137399.78479999999,102285.4685,92995.670339999997,92883.007809999996,92241,93589.578120000006,78476.759770000004]
["A24041EM0_4882_0000","24041","TALBOT","Choptank","Eastern Shore of Chesapeake Bay","Stormwater",4730.1665999999996,4719.6166480000002,4550.6362019999997,4450.0372930000003,4440.1953739999999,4629.0007169999999,4825.9823610000003,3678.4102429999998,3096.9262709999998,362.65881419999999,354.09627280000001,342.2655828,336.4918442,335.33144390000001,362.05261230000002,321.21664440000001,250.08482950000001,188.63099399999999,179998.28330000001,144166.77489999999,135173.8167,135087.09959999999,134695.30470000001,157092.4375,140539.89259999999]
["A24041EM2_4101_0000","24041","TALBOT","Choptank","Eastern Shore of Chesapeake Bay","Stormwater",8953.1107360000005,10029.29717,9657.1426630000005,9394.9802660000005,9627.4376709999997,9624.6558870000008,8649.9637380000004,7700.7130029999998,6396.4265640000003,564.11735520000002,594.06551360000003,568.1683233,553.13570460000005,591.83211800000004,582.52869199999998,438.9534817,395.06144060000003,279.6568522,193295.66469999999,143397.4774,130830.20110000001,130682.08010000001,160381.76759999999,150935.56159999999,122041.7092]
["A24041EM4_4740_0000","24041","TALBOT","Choptank","Eastern Shore of Chesapeake Bay","Stormwater",8358.4829100000006,10329.962960000001,9992.1779179999994,10080.570159999999,10249.49001,10135.728289999999,8947.4628310000007,8189.2637379999996,6987.320952,580.60538750000001,659.40818390000004,634.97542729999998,673.58031940000001,702.54382910000004,658.72436979999998,517.01931739999998,481.99245819999999,380.00381220000003,179379.69440000001,148074.3077,137028.4412,170240.0564,187346.65460000001,155447.84729999999,138597.71090000001]
["A24041EU0_4470_0000","24041","TALBOT","Upper Eastern Shore","Eastern Shore of Chesapeake Bay","Stormwater",961.36996180000006,921.84167530000002,886.88663910000002,864.55389260000004,859.20574420000003,863.40479149999999,1206.050964,698.40077940000003,572.7435395,59.905507870000001,57.703936759999998,55.20217967,53.920888060000003,53.519744129999999,53.981345679999997,61.304227830000002,38.850983450000001,27.95018597,22711.631580000001,17178.502199999999,15653.375050000001,15637.971600000001,15537.216549999999,15726.009050000001,19583.2749]
["A24041EU0_4474_0000","24041","TALBOT","Upper Eastern Shore","Eastern Shore of Chesapeake Bay","Stormwater",1918.1040499999999,2077.116485,1998.9752510000001,1980.5055970000001,1969.142971,1998.8843059999999,1463.803375,1588.160239,1314.283565,118.05549999999999,126.6083412,121.0777664,123.3962612,121.9256334,124.2726722,80.661617280000002,87.968279749999994,65.895288629999996,61655.4375,54407.158210000001,49543.25,54792.263189999998,53476.16358,55088.760260000003,40340.690430000002]
["A24041EU0_4475_0000","24041","TALBOT","Upper Eastern Shore","Eastern Shore of Chesapeake Bay","Stormwater",8990.0489930000003,8454.2949069999995,8145.7276039999997,7937.8677550000002,7886.9375399999999,7928.2463230000003,9037.3242530000007,6419.4186149999996,5268.5459559999999,598.17687579999995,547.31873210000003,525.887472,513.96614890000001,510.25525720000002,514.66135510000004,508.97247370000002,373.27542529999999,271.53406089999999,199402.0295,144366.1526,133663.23809999999,133543.07800000001,132793.62400000001,134259.83619999999,154146.67879999999]
["A24041EU0_4550_0000","24041","TALBOT","Upper Eastern Shore","Eastern Shore of Chesapeake Bay","Stormwater",4115.809131,4455.0895979999996,4292.9596700000002,4165.7843629999998,4135.492432,4160.9065559999999,4748.4055550000003,3341.549681,2707.2763559999999,223.27601799999999,241.84464869999999,230.9125382,223.62520599999999,221.56185909999999,224.1921806,218.2425642,157.15809089999999,107.9884593,120352.91929999999,105547.71610000001,95737.811440000005,95601.582039999994,94938.089850000004,96523.347659999999,124038.01760000001]
["A24041EU0_4700_0000","24041","TALBOT","Upper Eastern Shore","Eastern Shore of Chesapeake Bay","Stormwater",20493.881710000001,20285.31712,19534.192050000001,19369.919259999999,19433.99869,19379.053329999999,17747.123049999998,15524.512489999999,12851.39279,1279.474054,1194.1633589999999,1142.0486659999999,1169.795603,1191.092054,1154.242086,890.58957480000004,828.7788759,619.93234900000004,406792.64069999999,272147.53230000002,248225.96040000001,286264.603,301919.47269999998,271459.47070000001,233877.44779999999]
["A24041EU0_4873_0000","24041","TALBOT","Upper Eastern Shore","Eastern Shore of Chesapeake Bay","Stormwater",18834.61044,17898.624629999998,17240.706549999999,16748.212159999999,16648.333739999998,16728.06885,17754.787850000001,13470.567849999999,10957.14206,1030.2688740000001,1007.208409,962.1737124,933.94451900000001,926.29498290000004,935.96481319999998,821.17800899999997,660.82766400000003,459.9302983,486043.2341,418987.28259999998,380579.42080000002,380085,377687.29690000002,383286,396934.89069999999]
["A24043PM7_4150_4290","24043","WASHINGTON","Upper Potomac","Potomac River Basin","Stormwater",10585.838750000001,12991.55746,12670.122009999999,13145.305909999999,13958.81372,14357.7356,13683.9339,11663.152840000001,10991.84007,400.82987400000002,496.28454019999998,456.44227990000002,533.38038649999999,600.59908299999995,632.79661550000003,466.08055880000001,444.14526280000001,435.94725140000003,325698.48340000003,398271.60259999998,355116.76280000003,426780.94530000002,483440.33399999997,512165.0001,399992.15240000002]
["A24043PU0_3000_3090","24043","WASHINGTON","Upper Potomac","Potomac River Basin","Stormwater",9789.2031239999997,7976.8866580000004,7784.3101809999998,7591.5325169999996,7574.0478059999996,7614.9877930000002,7437.9482420000004,7225.9373850000002,6853.6888550000003,252.97323220000001,228.32293129999999,222.2533416,218.53603459999999,218.13921640000001,220.20200349999999,199.27108759999999,191.16229849999999,170.4349364,322813.19339999999,287139.2402,271544.49420000002,271489.78999999998,270567.64939999999,275320.71879999997,266530.80469999998]
["A24043PU0_3601_3602","24043","WASHINGTON","Upper Potomac","Potomac River Basin","Stormwater",6312.131257,6252.8315430000002,6103.6610110000001,6340.0411679999997,6674.6220700000003,6568.8050229999999,6095.4799810000004,5893.0659750000004,5752.6692839999996,489.40442660000002,452.5440979,440.42168049999998,518.80825040000002,577.80332950000002,545.5698089,412.95130160000002,427.31684139999999,418.58028200000001,774987.15240000002,665937.46880000003,629260.63280000002,800318.90619999997,914764.48439999996,850650.60939999996,652609.89060000004]
["A24043PU0_3611_3530","24043","WASHINGTON","Upper Potomac","Potomac River Basin","Stormwater",6649.6639400000004,5298.3845819999997,5169.0793450000001,5086.0322269999997,5078.2891849999996,5097.4295039999997,5476.9436640000004,4823.5277820000001,4593.1600740000003,601.68717200000003,566.3862762,555.38138200000003,551.35896109999999,550.77771570000004,553.60198969999999,560.04586029999996,484.15459340000001,436.6700677,730704.11329999997,679286.02740000002,654738.33990000002,654695.94539999997,653492.49620000005,659478.14850000001,670645.57819999999]
["A24043PU0_3751_3752","24043","WASHINGTON","Upper Potomac","Potomac River Basin","Stormwater",30453.989989999998,28493.67871,27825.647949999999,29369.095829999998,29637.289130000001,30565.297119999999,31194.07935,27140.658640000001,26683.999110000001,2029.781189,1667.042297,1621.707459,2020.348808,2038.959419,2197.3411259999998,1968.312347,1634.8912989999999,1643.6805260000001,2793732.969,2015351.281,1902185.031,2659161.4019999998,2679129.5780000002,2956166,2717631.0630000001]
["A24043PU1_3030_3440","24043","WASHINGTON","Upper Potomac","Potomac River Basin","Stormwater",877.15657050000004,713.86810309999998,696.29960630000005,680.21548459999997,678.73288730000002,682.21640009999999,610.7130737,646.91140470000005,613.98593700000004,106.1798878,85.632688520000002,83.394351009999994,82.214638710000003,82.075693130000005,82.801839830000006,70.742448800000005,71.853869889999999,64.160215809999997,234935.69140000001,170219.95310000001,161139.25589999999,161129.20310000001,160614.75099999999,163234.04689999999,147998.02739999999]
["A24043PU1_3100_3690","24043","WASHINGTON","Upper Potomac","Potomac River Basin","Stormwater",920.67999650000002,705.89557649999995,686.12200170000006,679.18957520000004,698.4813613,683.77239989999998,1072.5779110000001,643.29135900000006,614.73759729999995,123.99961759999999,111.85147259999999,109.1357989,108.6567593,114.23278259999999,109.2911587,141.61291890000001,95.179761560000003,85.875736649999993,149164.804,131440.16310000001,125100.9522,125094.4507,131579.10740000001,126369.65730000001,172177.3867]
["A24043PU2_2840_3080","24043","WASHINGTON","Upper Potomac","Potomac River Basin","Stormwater",321.22857670000002,334.82699589999999,341.6210251,367.49320610000001,359.31846230000002,386.05135339999998,226.89336399999999,337.5931425,334.90788750000002,42.460700989999999,37.362178800000002,40.29599262,52.130080220000004,47.540580740000003,56.258318899999999,25.011865140000001,42.101833399999997,43.305727249999997,56384.139649999997,44552.910159999999,48349.10742,68550.460940000004,60868.140619999998,74868.740239999999,31890.310539999999]
["A24043PU2_3080_3640","24043","WASHINGTON","Upper Potomac","Potomac River Basin","Stormwater",3517.9839780000002,2668.6528629999998,2596.421844,2560.7593919999999,2562.597816,2569.126037,2515.1046139999999,2428.2199179999998,2316.0853000000002,275.05020860000002,212.32786659999999,207.08795839999999,205.74354199999999,205.83845479999999,206.69047549999999,198.09707449999999,180.13943929999999,162.17375989999999,347303.6348,267672.58600000001,254463.64749999999,254446.05470000001,254659.01930000001,256793.8437,253356.85159999999]
["A24043PU2_3090_4050","24043","WASHINGTON","Upper Potomac","Potomac River Basin","Stormwater",327365.29810000001,338147.97749999998,330243.55359999998,363025.12969999999,368867.60190000001,377998.79670000001,372338.89429999999,322596.89049999998,317499.1151,7776.7859870000002,7313.191941,7096.7621010000003,9498.0692139999992,9654.9234020000004,10154.996429999999,8166.7076109999998,7554.7562529999996,7860.0856889999995,14370410.810000001,12412099.02,11690449.720000001,17721969.59,18018528.440000001,19190896.809999999,15480033.810000001]
["A24043PU2_4050_4180","24043","WASHINGTON","Upper Potomac","Potomac River Basin","Stormwater",5777.3990629999998,5224.273209,5098.1816250000002,5233.8735360000001,5273.8311169999997,5355.2915659999999,7415.3642579999996,4687.5413500000004,4413.7811670000001,239.28994990000001,195.25775089999999,190.07669970000001,215.51856330000001,216.92045590000001,223.9699249,301.08670050000001,179.73168100000001,172.83500190000001,349911.57319999998,249238.2861,235678.83590000001,291347.7807,293155.60159999999,306766.5,461234.40620000003]
["A24043PU3_2510_3290","24043","WASHINGTON","Upper Potomac","Potomac River Basin","Stormwater",9.3566856380000001,6.9004759790000003,6.6890830990000003,6.6901187899999996,6.6867780689999998,6.6955809589999999,0,6.3146815319999998,6.0650804870000004,1.5116449590000001,1.360762,1.3289320469999999,1.3293509480000001,1.328245044,1.3311779500000001,0,1.165109153,1.055893891,556.93951419999996,489.10488889999999,466.67010499999998,466.94250490000002,466.3259888,468.9541016,0]
["A24043PU3_3290_3390","24043","WASHINGTON","Upper Potomac","Potomac River Basin","Stormwater",3791.7417300000002,3549.6429450000001,3466.4846189999998,3546.9000099999998,3484.958924,3594.3523559999999,4784.7930909999995,3315.14885,3214.2583370000002,219.26073460000001,190.4356909,185.2507525,212.0297108,200.22818179999999,218.90965270000001,287.65884399999999,175.9480159,169.7461916,277214.61430000002,194610.1709,183667.21290000001,250161.2598,223531.95699999999,263600.41409999999,412835]
["A24043PU3_3390_3730","24043","WASHINGTON","Upper Potomac","Potomac River Basin","Stormwater",121589.0748,114557.478,111861.3863,121742.796,122562.5866,124993.1744,134115.11480000001,110444.505,109499.9175,6352.6219629999996,5442.1101070000004,5304.2751010000002,6990.473465,7051.8884589999998,7362.0280300000004,6569.9500269999999,5577.8507200000004,5760.2344659999999,6188622.6950000003,5086587.1330000004,4821046.9450000003,6701833.102,6693594.3830000004,7049289.6950000003,6648879.6950000003]
["A24043PU6_3440_3590","24043","WASHINGTON","Upper Potomac","Potomac River Basin","Stormwater",5436.9305569999997,4395.3244590000004,4253.4380810000002,4594.2096549999997,4611.083619,4341.6900249999999,4189.3651579999996,4192.7651299999998,4152.3164960000004,272.1765413,255.7662048,243.4244218,300.22154419999998,297.6715165,253.22732450000001,235.41690639999999,244.63983289999999,245.450107,333899.1655,307794.76760000002,283735.12949999998,368612.57819999999,364460.25,301801.39750000002,291955.40830000001]
["A24043PU6_3530_3440","24043","WASHINGTON","Upper Potomac","Potomac River Basin","Stormwater",3415.0751879999998,2696.7825480000001,2628.7291409999998,2574.2448420000001,2569.381989,2581.3029780000002,2811.88501,2437.4875259999999,2309.9931160000001,175.79120349999999,152.1311603,148.22231249999999,146.47327899999999,146.25285149999999,147.3858185,151.35187339999999,128.0859079,114.66163830000001,269070.59370000003,219495.64550000001,208051.13089999999,208037.45610000001,207432.97270000001,210481.3438,228091.19140000001]
["A24043PU6_3590_3640","24043","WASHINGTON","Upper Potomac","Potomac River Basin","Stormwater",972.83583729999998,745.48928550000005,724.29594799999995,718.10534289999998,717.39871600000004,719.35507210000003,1544.192135,674.775576,641.76199469999995,60.64406512,54.997861780000001,53.670974909999998,53.477473140000001,53.428248760000002,53.643206360000001,87.956619259999997,46.854028599999999,42.309397730000001,120604.5962,106846.1229,101739.34940000001,101732.8655,101565.6961,102457.7368,178493.41409999999]
["A24043PU6_3600_3602","24043","WASHINGTON","Upper Potomac","Potomac River Basin","Stormwater",6834.2020110000003,5992.5706170000003,5844.7587890000004,6155.0579829999997,6232.7982179999999,6363.2869270000001,5981.1950079999997,5620.8916170000002,5471.6468359999999,346.39684299999999,293.60230489999998,285.93856199999999,341.15217209999997,344.4738274,357.89189149999999,293.15269280000001,280.42838510000001,276.7549338,387989.31400000001,315578.38669999997,298775.15429999999,372114.73440000002,375761.21490000002,393639.70319999999,334307.8027]
["A24043PU6_3602_3730","24043","WASHINGTON","Upper Potomac","Potomac River Basin","Stormwater",7090.6041100000002,6001.148682,5888.2760019999996,5877.8315130000001,5819.9674379999997,5896.3510589999996,7263.5864879999999,5441.2139980000002,5143.1726619999999,486.09103590000001,464.90427169999998,460.8805428,468.94842920000002,462.3250132,471.0863018,514.65464029999998,411.02047679999998,377.78043280000003,844175.98629999999,799201.875,787849.44530000002,808397.91989999998,795195.41989999998,812688.77540000004,906295.09380000003]
["A24043PU6_3610_3530","24043","WASHINGTON","Upper Potomac","Potomac River Basin","Stormwater",3585.0534360000001,2912.0080720000001,2842.6284329999999,2768.383988,2761.8764799999999,2777.2791130000001,2013.718408,2635.7659979999999,2497.857708,186.63093950000001,149.6713924,145.65738870000001,143.07986829999999,142.81793400000001,144.30101780000001,101.2498562,124.9456618,111.13784389999999,321550.7403,235066.71679999999,222100.99799999999,222081.23819999999,221292.24799999999,225418.20310000001,170012.6153]
["A24043PU6_3640_3600","24043","WASHINGTON","Upper Potomac","Potomac River Basin","Stormwater",3831.6237489999999,3125.9466400000001,3045.1406710000001,2989.161987,3056.752735,3487.2343449999998,5107.8421330000001,2812.4552279999998,2657.3315990000001,194.92880679999999,179.56559329999999,175.0210213,173.30719089999999,179.434845,238.10557929999999,251.1306687,151.6236485,136.02539999999999,231695.55220000001,208677.99179999999,198016.7261,197999.14060000001,208358.04889999999,310926.37890000001,324652.26559999998]
["A24043PU6_3690_3610","24043","WASHINGTON","Upper Potomac","Potomac River Basin","Stormwater",476.5348434,359.7994003,349.32192240000001,347.26975440000001,347.8364163,348.92299270000001,452.26998900000001,328.46584009999998,314.5617853,35.693749789999998,32.148629309999997,31.38060355,31.307070639999999,31.324172170000001,31.42055392,37.334327459999997,27.436854690000001,24.807688779999999,36166.992559999999,31822.799859999999,30323.101989999999,30321.64014,30329.433990000001,30550.209350000001,37201.319340000002]
["A24043PU6_3730_3750","24043","WASHINGTON","Upper Potomac","Potomac River Basin","Stormwater",10282.43829,9276.8187259999995,9057.4908450000003,9081.8887630000008,9183.0504760000003,9205.4564819999996,9244.0559080000003,8333.9834460000002,7851.6451800000004,430.5352173,361.66944890000002,351.90683749999999,377.64622880000002,388.757431,387.8904915,331.00710299999997,320.06492229999998,298.83697890000002,498162.01559999998,408495.37890000001,385773.93359999999,424180.97269999998,436818.86330000003,438590.69929999998,404813.39069999999]
["A24043PU6_3750_3752","24043","WASHINGTON","Upper Potomac","Potomac River Basin","Stormwater",10290.106809999999,9357.1872820000008,9145.4700009999997,8864.9514159999999,8871.9721690000006,9442.7831420000002,8384.343261,8188.9535109999997,7551.27585,404.37299630000001,304.10705849999999,295.54237910000001,288.22257239999999,288.27467360000003,354.6685066,248.25229640000001,251.26830050000001,221.7522482,590827.44579999999,368219.2439,346615.2047,346565.40820000001,345972.98830000003,476478.69530000002,334431.3126]
["A24043PU6_3752_4080","24043","WASHINGTON","Upper Potomac","Potomac River Basin","Stormwater",7777.3026730000001,8480.1871190000002,8188.1238510000003,8650.3051149999992,8720.5925900000002,9024.4003300000004,6058.6539309999998,7686.3242229999996,7351.7911379999996,296.00236790000002,293.31619260000002,271.30916580000002,342.73393629999998,337.43623350000001,366.02680199999998,191.117424,276.23506780000002,279.5190025,436829.34970000002,425554.38089999999,380995.01130000001,497240.53519999998,489027.15629999997,534632.00009999995,300888.40629999997]
["A24043PU6_4080_4180","24043","WASHINGTON","Upper Potomac","Potomac River Basin","Stormwater",2218.9942369999999,2233.3838489999998,2182.4749470000002,2217.2889019999998,2291.3144379999999,2288.3454740000002,2608.502884,1984.577886,1852.6465109999999,77.414356260000005,68.343004879999995,66.433151249999995,75.627870799999997,81.75047112,79.486009589999995,76.97081566,62.743343109999998,60.28347102,116520.9083,85961.189400000003,80966.115359999996,104729.9688,117619.49069999999,111853.1211,115129.68949999999]
["A24043PU6_4180_4150","24043","WASHINGTON","Upper Potomac","Potomac River Basin","Stormwater",4493.7491300000002,3996.5318000000002,3898.5833280000002,4318.7244259999998,4322.020477,4484.8900759999997,4117.8747560000002,3759.123388,3666.150095,207.93356800000001,170.80523679999999,166.50226979999999,217.911315,214.3976021,230.9597244,174.0509682,174.57810950000001,179.9620027,300308.98729999998,214793.24710000001,203744.97260000001,305185.16210000002,297229.32419999997,328329.36330000003,235921.22070000001]
["A24045EL0_4593_0000","24045","WICOMICO","Lower Eastern Shore","Eastern Shore of Chesapeake Bay","Stormwater",886.56596379999996,1181.931278,1144.0231779999999,1171.1631850000001,1209.0588069999999,1228.382012,1100.464851,982.87713780000001,875.44644430000005,63.807933200000001,75.614221330000007,70.227201219999998,75.534600260000005,80.421340950000001,82.238697040000005,64.945690159999998,56.293851760000003,47.004952119999999,29431.546750000001,30158.3927,26471.257409999998,30393.623540000001,32994.038090000002,33825.376459999999,28377.0625]
["A24045EL0_4594_0000","24045","WICOMICO","Lower Eastern Shore","Eastern Shore of Chesapeake Bay","Stormwater",6692.9854580000001,8811.3207480000001,8525.5396049999999,8579.7347109999992,8768.8533029999999,8922.2767029999995,11139.642239999999,7234.1086500000001,6373.154681,482.3340111,552.47193340000001,521.99756530000002,544.3232117,567.50372319999997,579.86778260000006,632.23441309999998,405.58234659999999,327.97220090000002,115704.2441,110031.466,98911.744139999995,111160.7598,118561.2988,121580.77929999999,144751.4492]
["A24045EL0_4595_0000","24045","WICOMICO","Lower Eastern Shore","Eastern Shore of Chesapeake Bay","Stormwater",5759.0138850000003,7494.1805119999999,7224.9155739999997,7327.7418829999997,7252.3027339999999,7603.5535280000004,7495.1023859999996,6164.8075330000001,5458.0688389999996,376.16514590000003,450.40277099999997,423.03146370000002,450.28670879999999,436.54574200000002,484.6602173,392.665142,333.32759279999999,273.52501219999999,62571.489139999998,63228.87818,55177.135979999999,68118.901370000007,61813.699220000002,78277.089840000001,58599.729500000001]
["A24045EL0_4596_0000","24045","WICOMICO","Lower Eastern Shore","Eastern Shore of Chesapeake Bay","Stormwater",1345.7274609999999,1276.130318,1232.542923,1214.251587,1215.0510870000001,1210.789581,1129.022919,1032.2172109999999,898.66673639999999,96.781903749999998,87.755710609999994,84.736181740000006,83.767007820000003,83.944202419999996,83.468753809999995,74.620668420000001,63.150829340000001,48.760594410000003,35489.345580000001,28940.660090000001,27077.28919,27094.30615,27212.48072,26973.999019999999,25519.68017]
["A24045EL0_4597_0000","24045","WICOMICO","Lower Eastern Shore","Eastern Shore of Chesapeake Bay","Stormwater",3987.1566469999998,3988.1767580000001,3843.5381779999998,3986.3172760000002,3794.038086,3815.7887770000002,3787.3179930000001,3327.5109600000001,2983.4928140000002,286.03517540000001,248.7617989,239.44573790000001,264.6193485,237.6107025,240.4655285,216.35836029999999,193.22530889999999,162.41168949999999,134408.37210000001,98282.519039999999,91702.633289999998,109726.4434,92941.0625,94429.101800000004,91434.191409999999]
["A24045EL0_4598_0000","24045","WICOMICO","Lower Eastern Shore","Eastern Shore of Chesapeake Bay","Stormwater",6774.7271879999998,6257.8267900000001,6015.334366,5830.1361079999997,5808.0938720000004,5834.1640630000002,6226.5598140000002,4959.9217349999999,4256.313314,403.29039569999998,343.16774090000001,328.77485510000002,319.08370969999999,317.15469359999997,319.58459470000003,292.88880920000003,234.1155819,171.00939969999999,161265.39309999999,118285.052,109822.2675,109609.8867,108315.33199999999,109487.6289,113017.11719999999]
["A24045EL0_4633_0000","24045","WICOMICO","Lower Eastern Shore","Eastern Shore of Chesapeake Bay","Stormwater",599.5252534,830.7556439,806.16143799999998,812.87326429999996,836.97018820000005,848.77830500000005,904.12413400000003,683.08066910000002,601.0268231,40.654837729999997,48.329157590000001,45.536114220000002,47.871150970000002,50.73472357,51.512647629999996,44.671220300000002,35.210694029999999,28.32708057,4014.4516180000001,3839.3529210000002,3403.595421,3917.9298100000001,4293.7989500000003,4351.1640630000002,3731.5120849999998]
["A24045EL0_5040_0000","24045","WICOMICO","Lower Eastern Shore","Eastern Shore of Chesapeake Bay","Stormwater",7432.8109139999997,10427.5188,9894.2616269999999,10151.00301,10404.13816,10624.53981,9568.5914819999998,8515.5010920000004,7596.3274019999999,537.85392379999996,678.00432209999997,608.60245699999996,660.20438920000004,693.89456050000001,714.4617915,584.15852310000002,488.96496430000002,409.20663589999998,118498.2792,127837.9587,100336.24370000001,126621.0441,138547.60060000001,144492.61350000001,126182.485]
["A24045EL0_5400_0001","24045","WICOMICO","Lower Eastern Shore","Eastern Shore of Chesapeake Bay","Stormwater",40403.771979999998,45984.692990000003,44126.438970000003,46549.732429999996,47607.224609999997,48624.384769999997,51496.763919999998,41200.099179999997,39249.205999999998,3253.8233949999999,3322.340424,3098.0507659999998,3559.8668980000002,3766.4249730000001,3908.6003420000002,3487.5422520000002,2775.4455720000001,2560.375442,2434328.4380000001,2046916.4609999999,1790139.1329999999,2396613.156,2615585.1719999998,2759149.273,2441126.9840000002]
["A24045EL0_5760_0000","24045","WICOMICO","Lower Eastern Shore","Eastern Shore of Chesapeake Bay","Stormwater",118357.05190000001,133122.56630000001,128345.20879999999,132741.37460000001,135259.861,137658.77989999999,134342.837,111017.4192,99465.559380000006,8125.689421,7834.4560579999998,7516.4999559999997,8386.2125419999993,8808.1541309999993,9061.552447,7317.8475520000002,6098.7742609999996,5153.6237970000002,2543787.7719999999,1988321.639,1847345.2050000001,2312903.6,2486814.287,2580949.8969999999,2098584.8259999999]
["A24045EL0_5761_0000","24045","WICOMICO","Lower Eastern Shore","Eastern Shore of Chesapeake Bay","Stormwater",13699.3017,15166.462949999999,14586.891970000001,14639.80962,14852.084930000001,14992.184600000001,17223.50909,12333.93345,10831.96111,894.15328599999998,856.38084030000005,821.38032539999995,862.91568380000001,892.49134839999999,902.57871699999998,940.54935069999999,627.9863666,499.05706070000002,421452.27840000001,320095.42090000003,297578.04300000001,344145.3884,363631.39760000003,367782.41619999998,442265.1764]
["A24045EL0_5762_0000","24045","WICOMICO","Lower Eastern Shore","Eastern Shore of Chesapeake Bay","Stormwater",4448.1931969999996,5164.1804099999999,4971.0808610000004,5029.5623219999998,4861.8785180000004,5163.6418839999997,5524.8366980000001,4233.2004550000001,3741.2801840000002,300.23421280000002,303.31679020000001,291.81379850000002,311.53037849999998,286.19725119999998,327.37326849999999,294.80040450000001,227.73460610000001,185.01514460000001,68118.676330000002,53694.261939999997,50312.154150000002,61272.595549999998,50575.759819999999,66494.751099999994,61120.519160000003]
["A24045EL0_5764_0000","24045","WICOMICO","Lower Eastern Shore","Eastern Shore of Chesapeake Bay","Stormwater",58.340100300000003,51.624898909999999,49.715816490000002,48.92124939,48.996261599999997,48.422199249999998,27.013305670000001,41.247628450000001,35.602169760000002,3.5327185989999998,3.0957121249999999,2.9758865829999999,2.9316020009999999,2.9428330659999999,2.9080629349999998,2.1939304389999998,2.1609624169999999,1.61767964,1519.980438,1223.739014,1140.3434070000001,1146.9086,1151.110107,1136.198883,1053.3070909999999]
["A24045EL1_5430_0001","24045","WICOMICO","Lower Eastern Shore","Eastern Shore of Chesapeake Bay","Stormwater",6444.1251599999996,6798.8266599999997,6545.3422849999997,6665.6759949999996,6589.6169129999998,6639.6363979999996,5984.5489820000003,6037.0863879999997,5698.2491239999999,549.9901314,511.17020789999998,491.44234849999998,529.61322589999997,516.36507229999995,522.47624780000001,403.099718,400.8742312,340.49548629999998,211767.3223,152575.28219999999,142587.65919999999,176979.66209999999,166532.9063,169454.68950000001,132198.8848]
["A24045EL1_5570_0001","24045","WICOMICO","Lower Eastern Shore","Eastern Shore of Chesapeake Bay","Stormwater",860.05110549999995,979.4953117,955.80964189999997,968.48653409999997,988.56295009999997,997.48769760000005,710.93130489999999,891.55274180000004,848.7148085,71.035929690000003,65.916193719999995,65.141877050000005,68.986557480000002,72.071332929999997,72.979968080000006,44.422539710000002,54.712702700000001,47.759919799999999,56077.950510000002,36961.426270000004,36733.697269999997,43346.113279999998,46785.074220000002,47514.189449999998,27664.661629999999]
["A24045EL2_4630_0000","24045","WICOMICO","Lower Eastern Shore","Eastern Shore of Chesapeake Bay","Stormwater",121.0052748,158.10582729999999,149.46060610000001,147.40503649999999,150.2103286,152.3521977,19.776585579999999,124.8310871,108.41140780000001,7.1704750050000001,8.8840867279999998,7.9078767299999999,8.0072132949999997,8.3435282710000003,8.5297689430000005,1.2111525240000001,5.8969775899999997,4.5563781639999998,3089.0798340000001,3427.6245119999999,2758.1094349999998,2995.9443980000001,3197.8507690000001,3288.017456,541.2407379]
["A24045EL2_4634_0000","24045","WICOMICO","Lower Eastern Shore","Eastern Shore of Chesapeake Bay","Stormwater",2936.5313190000002,3291.5979619999998,3164.129547,3194.214195,3208.9518050000001,3271.5317540000001,2425.5847779999999,2681.5756219999998,2359.8730049999999,182.5245042,180.7578139,173.1858656,184.92937660000001,187.4923115,194.69037059999999,123.8567886,133.64360640000001,107.2821003,81678.024550000002,65681.01526,60985.811889999997,72790.967780000006,74175.04883,78637.46875,52044.518559999997]
["A24045EL2_5110_5270","24045","WICOMICO","Lower Eastern Shore","Eastern Shore of Chesapeake Bay","Stormwater",1446.5594619999999,1792.581367,1601.86186,1569.638794,1724.724381,1607.0108640000001,1646.4558099999999,1486.8062110000001,1410.102445,118.25200460000001,145.34976140000001,114.7753441,112.7656784,137.6774216,114.80491259999999,107.4071691,92.874104970000005,78.27327889,48318.839480000002,56342.751790000002,37673.422910000001,37737.730470000002,52259.011729999998,38176.335939999997,39264.809450000001]
["A24045EL2_5270_0001","24045","WICOMICO","Lower Eastern Shore","Eastern Shore of Chesapeake Bay","Stormwater",13392.724630000001,15762.00145,15175.222690000001,15242.425370000001,15659.48351,15907.18137,15214.464749999999,14020.641240000001,13250.92028,929.75788299999999,934.53934960000004,888.22259699999995,931.18735260000005,987.92790109999999,1009.5980489999999,785.63327870000001,759.04358430000002,672.92424240000003,319133.7378,248975.23929999999,226231.41209999999,262243.3553,291437.0699,299642.46580000001,224986.92980000001]
["A24047EL0_5271_0000","24047","WORCESTER","Lower Eastern Shore","Eastern Shore of Chesapeake Bay","Stormwater",5733.6328999999996,14233.732,6677.3644910000003,7564.8315240000002,7631.9553180000003,14964.78679,11394.06755,6096.9718929999999,5710.0434949999999,445.25917920000001,903.89130209999996,468.84214600000001,620.88897569999995,632.74340159999997,1123.3402329999999,618.91313930000001,420.56397340000001,388.3785249,201295.85920000001,329503.50069999998,182224.55609999999,261231.40669999999,269285.19870000001,452027.31719999999,252728.2586]
["A24047EL1_5430_0001","24047","WORCESTER","Lower Eastern Shore","Eastern Shore of Chesapeake Bay","Stormwater",831.19781880000005,739.81541830000003,708.93821909999997,712.86063960000001,774.46865079999998,722.89367860000004,1172.552719,648.62507200000005,608.41630729999997,91.917434959999994,82.994291630000006,78.083542859999994,79.733823779999994,92.008100510000006,81.167132850000002,150.9283733,62.389117890000001,51.926167909999997,37223.417730000001,31223.950580000001,28073.471939999999,29103.609990000001,36162.413569999997,29993.06494,68059.965819999998]
["A24047EL1_5570_0001","24047","WORCESTER","Lower Eastern Shore","Eastern Shore of Chesapeake Bay","Stormwater",1730.333153,1313.5579319999999,1247.085922,1275.282183,1292.0125829999999,1553.180969,1284.4810179999999,1164.0756389999999,1108.735451,196.96364209999999,133.47976879999999,124.34058090000001,129.10112140000001,131.87567949999999,179.6472378,124.6135015,103.2861757,89.249905600000005,247928.7984,135698.10889999999,119004.08229999999,127160.5879,131478.16159999999,213107.5674,123986.3462]
["A24047EL1_5660_0000","24047","WORCESTER","Lower Eastern Shore","Eastern Shore of Chesapeake Bay","Stormwater",2120.4820749999999,2416.7496259999998,2312.4046370000001,2287.5312779999999,2690.0783540000002,2736.8576029999999,2479.3451960000002,1939.314948,1690.5884880000001,158.48553630000001,172.2211408,164.15693200000001,162.67409889999999,225.77631,230.7569996,171.05967010000001,120.9329279,92.116925179999996,79745.030759999994,76637.122499999998,70654.317139999999,70390.054449999996,112879.42939999999,115984.702,84019.782779999994]
["A24047EL2_5110_5270","24047","WORCESTER","Lower Eastern Shore","Eastern Shore of Chesapeake Bay","Stormwater",724.62443929999995,984.68354409999995,917.75550650000002,1011.478806,1044.5857699999999,1036.572876,454.37831499999999,914.29797370000006,911.99295189999998,66.405214430000001,82.071837900000006,70.999803540000002,88.747228620000001,94.565219889999995,91.986511230000005,39.967336179999997,66.884838360000003,64.141528230000006,36911.985840000001,39774.271489999999,31069.751219999998,45114.714350000002,49910.328119999998,47559.563479999997,21846.683349999999]
["A24047EL2_5270_0001","24047","WORCESTER","Lower Eastern Shore","Eastern Shore of Chesapeake Bay","Stormwater",7856.6186900000002,9172.777435,8771.9184569999998,9604.3949429999993,9380.9919900000004,9827.1720430000005,8182.7930139999999,8506.7128859999993,8329.9091719999997,601.30405949999999,634.73243239999999,592.65098669999998,734.05576229999997,698.9194708,758.51166439999997,488.83307559999997,555.50117550000004,530.73463460000005,283231.56270000001,252889.60620000001,224219.9577,327430.92090000003,304611.9951,344178.31939999998,201380.86240000001]
["A24047EL3_5870_0000","24047","WORCESTER","Lower Eastern Shore","Eastern Shore of Chesapeake Bay","Stormwater",7014.2466119999999,7304.9104610000004,7040.583611,7539.9193720000003,7963.4291380000004,7626.2734989999999,7203.5088990000004,6179.6766479999997,5605.7386720000004,533.49137499999995,542.20034420000002,526.47541430000001,606.25224300000002,674.12001029999999,618.3504944,502.81367019999999,429.57358649999998,364.97236789999999,181753.28419999999,167790.84770000001,160208.96340000001,206399.47070000001,245931.6133,213934.53510000001,168832.58549999999]
["A24047EL3_5970_0000","24047","WORCESTER","Lower Eastern Shore","Eastern Shore of Chesapeake Bay","Stormwater",11776.328509999999,11982.343279999999,11386.468999999999,12796.47315,13153.69202,13416.14234,9980.1201170000004,10305.99343,9585.6763780000001,892.74218110000004,769.46985500000005,732.04809109999997,967.61868279999999,1035.537994,1063.48819,585.74789429999998,643.45085489999997,584.38603079999996,340594.4056,227875.09510000001,210812.32819999999,344704.67190000002,386045.44150000002,398896.97279999999,194415.1563]
["A24047EL3_5971_0000","24047","WORCESTER","Lower Eastern Shore","Eastern Shore of Chesapeake Bay","Stormwater",2226.5375220000001,2053.1766739999998,2010.98108,2010.365967,2005.7506719999999,1996.6228639999999,1998.6356820000001,1731.644929,1545.4208289999999,262.89535899999998,258.89094790000001,256.66749140000002,256.60239030000002,256.88567920000003,256.11207960000002,252.1132192,204.21841939999999,169.25237129999999,117338.63219999999,114715.51360000001,113672.25139999999,113744.927,114162.7173,113898.6548,113950.61870000001]
["A24047EL3_5972_0000","24047","WORCESTER","Lower Eastern Shore","Eastern Shore of Chesapeake Bay","Stormwater",3793.610408,4546.5400810000001,3970.8548219999998,4362.7269480000004,4375.7875899999999,4445.6299630000003,3805.496032,3561.7397989999999,3288.996451,310.99396940000003,391.91627169999998,313.23217490000002,377.88109880000002,380.95633379999998,387.55824710000002,285.91931590000002,266.1179535,234.7084725,119893.2942,150597.5264,107377.2129,143996.448,146465.43520000001,149430.58429999999,106971.0347]
["A24510WM0_3650_0001","24510","BALTIMORE CITY","Patapsco/Back","Western Shore of Chesapeake Bay","Stormwater",43684.503060000003,33986.795590000002,33082.588380000001,33403.219490000003,32971.054940000002,33009.434200000003,32985.450199999999,29332.974920000001,26833.232609999999,2503.2666319999998,2361.6024400000001,2283.4310150000001,2466.1350400000001,2429.8962710000001,2396.1065370000001,2134.4949339999998,1748.941452,1392.6150769999999,9195376.7809999995,9021404.1879999992,8500482.375,9945014.3129999992,9536316.875,9272766.875,7902669.625]
["A24510WM0_3740_0001","24510","BALTIMORE CITY","Patapsco/Back","Western Shore of Chesapeake Bay","Stormwater",100188.692,78512.050229999993,76480.006169999993,76253.025389999995,74963.964110000001,75294.647710000005,73228.300780000005,65277.123540000001,57808.53512,9777.5956409999999,9311.79486,9003.2966309999993,9482.4461059999994,9243.9109499999995,9206.099365,7990.5632329999999,6719.8500459999996,5197.5523219999995,5789164.3279999997,5750175.5,5376272.0310000004,6246777.875,5909173.1880000001,5817561.125,4697423]
["A24510WM0_3741_0000","24510","BALTIMORE CITY","Patapsco/Back","Western Shore of Chesapeake Bay","Stormwater",1833.466369,1563.0982670000001,1530.820892,1469.4972230000001,1445.648895,1450.6166989999999,1440.929382,1169.724035,928.99279639999997,121.67113879999999,119.4440003,116.94977950000001,113.2308884,109.5928612,110.0949707,97.482269290000005,80.262748959999996,55.804728599999997,15462.09888,15318.694579999999,14750.330809999999,14749.97608,13494.62549,13554.561519999999,12819.96118]
["A24510WM0_3742_0000","24510","BALTIMORE CITY","Patapsco/Back","Western Shore of Chesapeake Bay","Stormwater",0,0,0,0,0,0,0,0,0,0,0,0,0,0,0,0,0,0,0,0,0,0,0,0,0]
["A24510WM0_3960_0000","24510","BALTIMORE CITY","Patapsco/Back","Western Shore of Chesapeake Bay","Stormwater",121053.7545,94792.533079999994,86965.763179999994,87570.479000000007,86200.659180000002,90003.066409999999,87684.380860000005,70409.699819999994,59372.324240000002,11475.812809999999,11465.063840000001,10457.941409999999,11341.27295,11183.125,11508.299069999999,10081.7544,8095.7072710000002,6520.884513,4174874.2059999998,4395005.4060000004,3857835.406,4770307.7970000003,4635172.2970000003,4676171.9060000004,3516331.2030000002]
["A24510WM0_3961_0000","24510","BALTIMORE CITY","Patapsco/Back","Western Shore of Chesapeake Bay","Stormwater",20913.708569999999,18745.656360000001,15493.05949,14929.58056,14562.69384,17215.211660000001,17228.007570000002,12120.022430000001,9871.331064,1949.2614100000001,2198.9188989999998,1810.558309,1718.214023,1651.3503760000001,1948.225269,1897.3611780000001,1278.614867,923.98590539999998,1039586.795,1196609.074,960639.35750000004,889514.18310000002,816630.27300000004,962590.29249999998,960939.36670000001]
["A24510WM0_3962_0000","24510","BALTIMORE CITY","Patapsco/Back","Western Shore of Chesapeake Bay","Stormwater",5793.5157319999998,4325.1099850000001,4218.5360499999997,4100.0626060000004,4014.3631089999999,4026.9921039999999,4144.5670559999999,3282.624863,2658.684072,503.6417884,419.8659801,411.37743949999998,404.19213259999998,389.76370279999998,391.06474880000002,380.4864407,292.15358570000001,212.67101650000001,228585.584,184023.2598,177774.6563,177771.99590000001,163731.64929999999,164411.0215,167773.2071]
["A24510WM0_3964_0000","24510","BALTIMORE CITY","Patapsco/Back","Western Shore of Chesapeake Bay","Stormwater",20301.666379999999,14819.54321,14381.16748,14161.028689999999,13800.19263,13818.618409999999,13878.104729999999,11366.157149999999,9356.1502560000008,1990.5316170000001,1691.1183470000001,1654.642151,1641.291436,1574.83908,1577.0188760000001,1543.7219540000001,1190.159862,880.50500360000001,764694.32030000002,555342.23829999997,534953.80660000001,534950.40469999996,489660.15629999997,490935.73239999998,491004.61330000003]
["A24510WM1_3910_0001","24510","BALTIMORE CITY","Patapsco/Back","Western Shore of Chesapeake Bay","Stormwater",230276.2691,177653.63200000001,173097.04089999999,170379.092,167184.9632,167497.86989999999,176052.7813,144067.07399999999,124713.76270000001,9144.4651560000002,8521.8664750000007,8269.3373279999996,8352.0974339999993,8090.2358450000002,8077.0265810000001,7879.6558839999998,6163.8163089999998,4760.1356299999998,18423598.57,17698849.719999999,16775505.460000001,17518917.399999999,16272192.869999999,16195981,15801035]
["A24510WM3_4060_0001","24510","BALTIMORE CITY","Patapsco/Back","Western Shore of Chesapeake Bay","Stormwater",9646.5803840000008,8216.571226,7240.51001,7037.8499970000003,6895.057401,7652.8950189999996,7871.4169920000004,5937.5221039999997,5068.8635009999998,304.73713679999997,301.58703480000003,265.88209540000003,261.06333239999998,251.5249579,279.10115050000002,271.2453309,206.523989,166.9519181,675518.09380000003,644826.43559999997,556122.42969999998,556275.11699999997,509324.1311,565253.25780000002,581073.60939999996]
["B24001PU1_3580_3780","24001","ALLEGANY","Upper Potomac","Potomac River Basin","Stormwater",1026.255222,925.97290989999999,926.24220839999998,909.70930859999999,901.75915150000003,930.0829162,689.27328490000002,848.44866830000001,796.58630830000004,162.96471790000001,168.07887550000001,165.92165370000001,164.1099462,159.99761340000001,172.14144329999999,104.6192169,141.37821600000001,125.0159242,114550.0537,117549.1924,114612.71679999999,116545.87790000001,111729.47900000001,123038.78320000001,80050.320309999996]
["B24001PU1_3850_4190","24001","ALLEGANY","Upper Potomac","Potomac River Basin","Stormwater",5.6475932819999999,4.9418670540000003,4.9158225059999996,4.8300898820000002,4.883979074,4.8954455250000004,3.8810447460000002,4.4846146879999997,4.1971428099999999,6.9526811549999996,6.6572399129999997,6.6246991160000004,6.6240642660000004,6.7809805570000004,6.8001140959999997,4.4125449650000004,5.8388457110000003,5.3149434409999996,2035.1599570000001,1820.7739260000001,1803.9069830000001,1926.6405179999999,2029.715821,1998.775558,1373.6004330000001]
["B24001PU1_3940_3970","24001","ALLEGANY","Upper Potomac","Potomac River Basin","Stormwater",20761.875629999999,15598.6852,15502.38802,15287.92527,15294.43147,15364.72978,14536.95665,14350.814109999999,13583.098180000001,12239.567520000001,12080.5537,12115.532569999999,12017.795120000001,12018.249229999999,12077.579180000001,11383.49567,10598.40638,9586.9889239999993,13603500.039999999,13498745.74,13538014.42,13478769.199999999,13465808.869999999,13530230.890000001,12943767.08]
["B24001PU2_3140_3680","24001","ALLEGANY","Upper Potomac","Potomac River Basin","Stormwater",899.46754840000006,743.11168069999997,738.56129569999996,714.87411499999996,713.79887389999999,716.89347840000005,684.89296349999995,666.83601339999996,619.01915859999997,278.04160539999998,262.81637239999998,261.52669309999999,253.84740439999999,252.93610390000001,254.2255936,223.09009929999999,213.9106774,182.1666669,356227.9705,336995.14980000001,334323.17180000001,333646.00790000003,329915.20319999999,330711.30469999998,350975.92190000002]
["B24001PU3_3680_3890","24001","ALLEGANY","Upper Potomac","Potomac River Basin","Stormwater",25453.465510000002,20234.259760000001,20083.207900000001,19764.217540000001,19775.84001,19918.879529999998,16248.417810000001,18450.484960000002,17362.002990000001,4856.9762950000004,4708.9572150000004,4683.0291370000004,4653.9065360000004,4652.6846240000004,4706.0418309999995,3738.4261190000002,4036.6514849999999,3605.7330510000002,2639133.0520000001,2567489.077,2546196.2039999999,2561162.0499999998,2554136.6379999998,2585023.31,2154522.39]
["B24001PU4_3890_3990","24001","ALLEGANY","Upper Potomac","Potomac River Basin","Stormwater",53.462855820000001,39.739029410000001,39.149228090000001,38.908801560000001,38.86978388,38.786150939999999,8.5984079829999995,35.999499419999999,33.899680310000001,8.4898928110000007,8.1850054270000001,8.1439585090000008,8.1145231120000005,8.1096238199999995,8.072742581,1.3289135249999999,6.8964764000000001,6.0648216599999998,7659.9496609999997,7487.0719760000002,7434.2087860000001,7423.3711540000004,7390.2894900000001,7349.6857749999999,1150.1290059999999]
["B24001PU4_3970_3890","24001","ALLEGANY","Upper Potomac","Potomac River Basin","Stormwater",21459.08281,17555.467120000001,17449.285349999998,17048.15278,17035.447820000001,17268.841919999999,15708.338890000001,15864.79335,14808.46535,3295.845742,3130.6040429999998,3118.3054510000002,3079.956823,3069.5377720000001,3165.1995980000002,2509.922963,2600.1202720000001,2254.6634859999999,2935257.82,2795896.2420000001,2776527.2110000001,2847903.49,2818668.2820000001,2994556.4580000001,2635067.6740000001]
["B24001PU4_4440_3970","24001","ALLEGANY","Upper Potomac","Potomac River Basin","Stormwater",279.9319916,268.21682650000002,267.8527431,260.72019390000003,261.21647639999998,266.69515990000002,181.82375719999999,244.302167,228.60178300000001,47.575048440000003,57.347963810000003,56.278968810000002,54.359384769999998,54.279124979999999,57.003300670000002,28.280229569999999,47.49754171,41.643256979999997,82610.937510000003,108337.3066,104396.59570000001,101983.2656,101226.3692,108300.4727,53995.150390000003]
["B24021PM1_3510_4000","24021","FREDERICK","Upper Potomac","Potomac River Basin","Stormwater",18050.554929999998,19154.147099999998,18971.024229999999,18791.934389999999,18861.276000000002,19082.187620000001,17104.845840000002,18171.984209999999,17639.290860000001,2954.8042909999999,3183.4407649999998,3061.500137,3057.7355349999998,3129.758484,3159.1767279999999,2409.4536859999998,2784.7700719999998,2600.2833620000001,3008101,2950983.031,2700852.8130000001,2763097.281,2886096.156,2906348.8130000001,2223426.9610000001]
["B24021PM1_4000_4290","24021","FREDERICK","Upper Potomac","Potomac River Basin","Stormwater",59467.047120000003,62732.876459999999,61883.023439999997,60891.001949999998,60972.433109999998,61427.10828,61697.375489999999,58974.386680000003,57035.295510000004,3562.7739259999998,3806.6155389999999,3648.2811889999998,3614.3157489999999,3695.1587829999999,3700.2877199999998,3178.7846840000002,3268.089829,3014.6289230000002,2755466.1880000001,2708213.219,2483757.8280000002,2529896.969,2630244.2030000002,2614050.1880000001,2465009.3909999998]
["B24021PM3_3040_3340","24021","FREDERICK","Upper Potomac","Potomac River Basin","Stormwater",5369.6839449999998,4473.9870410000003,4372.1609079999998,4295.5830050000004,4372.8518819999999,4282.0584159999999,3973.1000979999999,4152.750121,4006.476263,480.52523430000002,416.6603465,404.45439909999999,400.25142670000002,427.29631419999998,400.00173580000001,329.17099769999999,358.0894821,327.17953729999999,166458.27830000001,127812.3311,119581.5499,121238.4436,141190.71189999999,121391.0151,103360.48050000001]
["B24021PM4_3340_3341","24021","FREDERICK","Upper Potomac","Potomac River Basin","Stormwater",32198.021359999999,31676.05701,30976.863949999999,30722.98645,31020.233029999999,31143.27405,28651.649420000002,29706.769639999999,28860.040089999999,1992.411713,2103.3446039999999,1969.088303,1974.392425,2049.9104769999999,2036.5726930000001,1601.3547060000001,1797.4913340000001,1683.0933540000001,882900.55480000004,891690.32039999997,780564.86329999997,802744.30469999998,858904.99620000005,842142.07819999999,624052.81259999995]
["B24021PM4_3341_4040","24021","FREDERICK","Upper Potomac","Potomac River Basin","Stormwater",17401.79175,22358.249390000001,22125.535639999998,21693.165649999999,22162.776140000002,22058.884709999998,20278.24121,20757.385470000001,19845.285360000002,831.21968470000002,1083.4923779999999,1018.677101,989.92782590000002,1061.667829,1026.4539110000001,763.28579709999997,911.18782499999998,839.52830759999995,414786.76870000002,499030.54879999999,440649.78909999999,430150.6839,483425.52230000001,452781.92200000002,341415.20319999999]
["B24021PM4_4040_4410","24021","FREDERICK","Upper Potomac","Potomac River Basin","Stormwater",15772.75891,19874.998530000001,19780.726320000002,19573.199430000001,19839.447169999999,20003.570619999999,19707.47422,18387.948380000002,17459.429749999999,683.71602250000001,842.56338119999998,798.2916146,791.02925489999996,830.97592459999998,826.99638359999994,662.00400930000001,724.55343809999999,675.39465370000005,317609.72460000002,348682.78129999997,309657.63089999999,312757.31929999997,340484.7095,333480.40629999997,272412.45030000003]
["B24021PM7_4150_4290","24021","FREDERICK","Upper Potomac","Potomac River Basin","Stormwater",43533.819819999997,38885.338989999997,37897.863799999999,36821.565450000002,37053.495669999997,36643.455820000003,38577.440139999999,34119.65797,31600.854080000001,1609.420212,1482.710403,1425.2503360000001,1379.049305,1435.346996,1378.8544979999999,1272.3744449999999,1246.6607429999999,1127.6010140000001,1715031.1880000001,1371996.422,1250532.594,1198805.8589999999,1365172.273,1207842.93,1199085.129]
["B24021PM7_4200_4410","24021","FREDERICK","Upper Potomac","Potomac River Basin","Stormwater",12806.533939999999,13955.40906,13811.325720000001,13661.48587,14139.58966,13923.24957,14576.93469,12546.57647,11703.410309999999,491.19366450000001,562.05348960000003,532.88559339999995,529.40967179999996,586.22017679999999,550.48635869999998,489.8286286,484.74095139999997,452.64452340000003,284174.44530000002,309113.4278,272687.33010000002,275559.75780000002,334646.41310000001,293214.08980000002,278719.12109999999]
["B24021PM7_4290_4200","24021","FREDERICK","Upper Potomac","Potomac River Basin","Stormwater",3176.1722140000002,3662.1429710000002,3610.078759,3543.3301390000001,3583.095703,3589.4542390000001,3242.9440840000002,3254.5728370000002,3017.5688890000001,109.36590099999999,126.64330870000001,120.72525950000001,118.6813092,122.550971,121.79672429999999,96.097286699999998,107.45795819999999,98.613090589999999,107466.9957,114348.9258,103983.97900000001,104627.5879,110006.9102,108203.0488,94162.565430000002]
["F24001PU0_3871_3690","24001","ALLEGANY","Upper Potomac","Potomac River Basin","Stormwater",10.268139809999999,7.650733024,7.5495565229999997,7.4770470859999998,7.4540067910000003,7.4565547710000004,9.7918615340000006,6.9286593109999997,6.5147278359999996,1.6643383089999999,1.558340238,1.550369334,1.541108653,1.533344477,1.533868104,2.1397263039999999,1.308297431,1.1469161619999999,1678.7328680000001,1583.991501,1572.077959,1570.6802749999999,1554.5387189999999,1554.833885,2247.765492]
["F24001PU1_3100_3690","24001","ALLEGANY","Upper Potomac","Potomac River Basin","Stormwater",0.66481709499999997,0.47507891099999999,0.467493504,0.46723181000000003,0.465370595,0.46488869199999999,0,0.43134014599999998,0.40723790700000001,0.12587709699999999,0.117558204,0.116963901,0.116995797,0.116331503,0.1161604,0,9.9387319000000002E-2,8.7669597000000002E-2,137.44960019999999,129.67730710000001,128.74040220000001,128.84950259999999,127.4530029,127.3470001,0]
["F24001PU1_3580_3780","24001","ALLEGANY","Upper Potomac","Potomac River Basin","Stormwater",3.9169300800000002,3.306866646,3.2881005409999999,3.1778194910000002,3.1752664450000001,3.1871506570000001,3.2148706909999998,2.973627762,2.7639792430000001,0.64251261999999998,0.61004459799999999,0.60676628399999999,0.58648970700000003,0.58475509299999995,0.58858831300000003,0.47571110700000002,0.49350801399999999,0.4180025,597.883194,564.79589840000006,559.49900820000005,557.63009650000004,551.48930359999997,553.60638419999998,517.44268799999998]
["F24001PU2_3370_4020","24001","ALLEGANY","Upper Potomac","Potomac River Basin","Stormwater",0,0,0,0,0,0,0,0,0,0,0,0,0,0,0,0,0,0,0,0,0,0,0,0,0]
["F24001PU3_3680_3890","24001","ALLEGANY","Upper Potomac","Potomac River Basin","Stormwater",0,0,0,0,0,0,0,0,0,0,0,0,0,0,0,0,0,0,0,0,0,0,0,0,0]
["F24001PU4_3780_3930","24001","ALLEGANY","Upper Potomac","Potomac River Basin","Stormwater",1262.043739,661.97238540000001,657.60928730000001,637.21049500000004,636.47428890000003,638.87159729999996,630.2888031,595.77208280000002,554.54727979999996,197.03755050000001,85.345220569999995,84.89135933,82.460708620000005,82.179370879999993,82.652450560000005,68.740398409999997,69.523581640000003,59.27839651,289284.80869999999,79025.459959999993,78317.037110000005,78063.628909999999,77205.339840000001,77476.191399999996,73003.58008]
["F24001PU4_3890_3990","24001","ALLEGANY","Upper Potomac","Potomac River Basin","Stormwater",77.670000549999997,61.29874993,60.863626959999998,59.072019580000003,59.07814217,59.204549790000002,37.612550740000003,55.19496857,51.41586298,9.9411797530000001,8.7342008369999995,8.6880148639999994,8.4608759879999997,8.4567940240000006,8.4744129180000005,5.1533349749999999,7.139452833,6.1070781460000001,12489.213009999999,10947.393309999999,10853.357609999999,10828.83008,10755.05615,10744.84424,7594.7961429999996]
["F24001PU4_3970_3890","24001","ALLEGANY","Upper Potomac","Potomac River Basin","Stormwater",19.966578479999999,16.788184650000002,16.657085890000001,16.203562260000002,16.184134480000001,16.231731419999999,14.02934885,15.12439318,14.10259804,3.663999081,3.5388400550000001,3.5202569960000001,3.4392459390000001,3.4266259670000001,3.4417001009999999,2.5330305100000001,2.905301943,2.4953319070000002,4024.4656989999999,3851.8945920000001,3819.3728639999999,3809.9547729999999,3768.4964599999998,3779.4614259999998,3055.276734]
["F24001PU4_3990_3780","24001","ALLEGANY","Upper Potomac","Potomac River Basin","Stormwater",32.695080279999999,26.806545499999999,26.618670699999999,25.831956859999998,25.844975470000001,25.887269020000002,27.25383854,24.13527092,22.479671060000001,3.889177085,3.729763449,3.7100228670000002,3.6120529170000002,3.6128741510000002,3.6176769740000001,3.214623928,3.0469701339999999,2.6049349789999998,4279.9222410000002,4171.7532959999999,4135.5318610000004,4125.5458980000003,4100.6159669999997,4093.1140140000002,4086.8110360000001]
["F24001PU5_3930_4170","24001","ALLEGANY","Upper Potomac","Potomac River Basin","Stormwater",65.256385089999995,44.314297789999998,43.700014119999999,43.340186590000002,43.198452469999999,43.230077739999999,264.47760010000002,40.154400699999997,37.790658430000001,9.5135343389999996,7.8914094730000004,7.8515725139999999,7.8104441759999998,7.7688781609999999,7.7765036219999999,33.362689979999999,6.6368945139999997,5.8271091799999999,8652.6451730000008,7275.0466079999997,7220.7727969999996,7207.6307219999999,7129.347992,7141.2827459999999,29098.821779999998]
["F24001PU5_4170_4020","24001","ALLEGANY","Upper Potomac","Potomac River Basin","Stormwater",0,0,0,0,0,0,2.4716283680000002,0,0,0,0,0,0,0,0,0.185299255,0,0,0,0,0,0,0,0,350.73370360000001]
["F24001PU6_3870_3690","24001","ALLEGANY","Upper Potomac","Potomac River Basin","Stormwater",162.22961910000001,121.137089,119.55189110000001,118.28542710000001,117.881958,118.0385876,250.53009800000001,109.6900809,103.11554080000001,17.300704079999999,16.201276360000001,16.11833159,16.00672531,15.91999697,15.94327462,30.911500449999998,13.596164870000001,11.914720389999999,26146.48012,24673.952290000001,24491.42124,24461.942500000001,24195.392820000001,24237.8429,47941.283199999998]
["F24001PU6_4020_3870","24001","ALLEGANY","Upper Potomac","Potomac River Basin","Stormwater",6.0672192569999996,4.3356050249999996,4.2663781649999999,4.2616839410000003,4.2447180749999998,4.2426152229999996,10.513093230000001,3.93630287,3.7162526740000001,0.81193599100000002,0.75889119500000002,0.75509390200000004,0.75422197599999996,0.74994117000000005,0.74997907900000005,1.760575483,0.641574054,0.56589415600000004,896.59417729999996,845.91265869999995,839.82260140000005,839.0587769,829.95581049999998,830.82727050000005,1934.9651240000001]
["F24003WL0_4420_0000","24003","ANNE ARUNDEL","Lower Western Shore","Western Shore of Chesapeake Bay","Stormwater",1980.2784630000001,1613.6027160000001,1581.0458599999999,1529.0267940000001,1526.5437010000001,1536.442749,1546.171204,1242.1064040000001,1016.146766,161.43234570000001,152.8111743,150.09577039999999,145.96751789999999,145.2556496,146.42107770000001,131.0331879,105.3651421,75.544723160000004,26736.712329999998,25184.863229999999,24450.20291,24381.359369999998,24019.077150000001,24205.098150000002,23091.304690000001]
["F24003WL0_4423_0000","24003","ANNE ARUNDEL","Lower Western Shore","Western Shore of Chesapeake Bay","Stormwater",6083.7066679999998,5084.1223689999997,4989.405761,4799.7639159999999,4800.4760749999996,4829.7280280000004,4866.7879640000001,3888.8304990000001,3155.1136580000002,482.18613420000003,438.90481740000001,430.88296000000003,415.8674011,414.59249870000002,418.13119510000001,362.73690800000003,296.74681420000002,207.32271700000001,147644.22349999999,124261.0384,120540.14840000001,120097.6289,118426.86719999999,119323.28909999999,116084.3594]
["F24003WL0_4424_0000","24003","ANNE ARUNDEL","Lower Western Shore","Western Shore of Chesapeake Bay","Stormwater",1494.0909730000001,1248.093155,1227.4234309999999,1172.4201049999999,1174.711609,1181.9436189999999,1266.067785,946.4960542,759.21113620000006,101.9123611,93.778137209999997,91.984188079999996,87.641469950000001,87.660520559999995,88.470506670000006,77.025111150000001,61.286359609999998,40.821140630000002,24133.219730000001,22143.230469999999,21431.304690000001,21314.176759999998,21048.62011,21214.149410000002,21743.451130000001]
["F24003WL0_4602_0000","24003","ANNE ARUNDEL","Lower Western Shore","Western Shore of Chesapeake Bay","Stormwater",89.097060209999995,62.932898109999996,61.089762149999999,60.973789689999997,60.643426900000001,60.749413969999999,140.9661102,50.293660750000001,43.09625982,10.087469670000001,9.0543520449999999,8.909537598,8.9001231050000005,8.8298952429999993,8.8535978489999998,14.19249892,6.6708840990000002,5.1784484329999998,3589.310367,3256.6239289999999,3170.1757830000001,3170.630623,3124.3567600000001,3139.4344040000001,4539.8392329999997]
["F24003WM0_3961_0000","24003","ANNE ARUNDEL","Patapsco/Back","Western Shore of Chesapeake Bay","Stormwater",6855.9368979999999,5423.8830559999997,5316.8338620000004,5134.04187,5131.8480220000001,5161.0809330000002,5537.8260499999997,4168.6326730000001,3403.1652140000001,567.75641059999998,500.68769839999999,491.72299199999998,477.22770689999999,475.39451600000001,479.01280209999999,453.59010319999999,343.44212759999999,244.58821800000001,121876.1924,103588.4375,100551.1856,100245.6621,98832.429690000004,99540.613289999994,102342.7188]
["F24003WM0_3962_0000","24003","ANNE ARUNDEL","Patapsco/Back","Western Shore of Chesapeake Bay","Stormwater",559.20333860000005,436.4041009,426.93052779999999,415.07099920000002,414.15739439999999,416.5011902,420.04460139999998,338.19040810000001,279.03032830000001,49.381789619999999,44.971144019999997,44.19138701,43.248820309999999,43.00755024,43.298269269999999,39.901249890000003,31.512200150000002,23.059408909999998,16944.16059,15490.17686,15052.79428,15021.18433,14799.23047,14902.07324,14702.98486]
["F24003XL3_4710_0000","24003","ANNE ARUNDEL","Patuxent","Patuxent River Basin","Stormwater",0,0,0,0,0,0,0.124012233,0,0,0,0,0,0,0,0,1.9529985E-2,0,0,0,0,0,0,0,0,6.4756151439999998]
["F24003XU2_4270_4650","24003","ANNE ARUNDEL","Patuxent","Patuxent River Basin","Stormwater",49408.040359999999,40682.304490000002,39909.593159999997,38446.820310000003,38402.179689999997,38672.958989999999,38759.469729999997,37274.404219999997,35517.61159,2554.1881720000001,2371.5741950000001,2328.4496859999999,2252.2030030000001,2242.6909179999998,2262.9329830000001,1968.1351320000001,2018.5160980000001,1811.8937060000001,724379.08900000004,668309.34010000003,648441.21849999996,646225.59380000003,636607.71880000003,641910.28130000003,609905.09380000003]
["F24003XU2_4480_4650","24003","ANNE ARUNDEL","Patuxent","Patuxent River Basin","Stormwater",215.08786499999999,184.06656380000001,180.33893130000001,174.49716190000001,174.53971100000001,175.31272129999999,1018.263596,168.82197450000001,161.14400330000001,25.538343319999999,24.644636980000001,24.20597025,23.555762290000001,23.49126244,23.623270040000001,102.1033516,21.118213000000001,19.05970817,11753.94801,11217.30595,10893.766229999999,10864.452880000001,10725.329100000001,10784.33057,46272.949220000002]
["F24003XU3_4650_0001","24003","ANNE ARUNDEL","Patuxent","Patuxent River Basin","Stormwater",146.27983169999999,114.60183240000001,113.72723790000001,111.61325840000001,111.94874950000001,112.7664719,142.3328655,103.8296915,97.231327219999997,7.2279642820000003,6.5669922229999997,6.5099603830000001,6.4122762680000003,6.4002950189999996,6.4424691200000002,7.1822195649999996,5.7301213049999999,5.2102285860000004,2778.618633,2530.2858660000002,2470.0918710000001,2475.800385,2446.445678,2458.1335450000001,2962.4454649999998]
["F24005WM0_3650_0001","24005","BALTIMORE","Patapsco/Back","Western Shore of Chesapeake Bay","Stormwater",20.734691739999999,15.080448629999999,14.75519347,14.62269687,14.335324290000001,14.34451103,14.09162879,12.94773558,11.742763650000001,1.741767555,1.434342682,1.419100247,1.4137518259999999,1.374491796,1.375504821,1.309133157,1.0409285130000001,0.78881402300000003,3743.1517789999998,3000.0506129999999,2947.3033139999998,2945.9418179999998,2787.622895,2793.8694310000001,2643.4458239999999]
["F24005WM0_3741_0000","24005","BALTIMORE","Patapsco/Back","Western Shore of Chesapeake Bay","Stormwater",48.119876859999998,40.568849559999997,39.827730180000003,38.974189760000002,38.203361510000001,38.287559510000001,39.593769080000001,30.895260700000001,24.940281049999999,4.3092090179999998,3.8091910480000002,3.765911639,3.7228308320000001,3.6192627549999998,3.627517879,3.5103974340000001,2.6833299369999999,1.961608802,1141.9361879999999,935.86640929999999,917.70661919999998,917.30589299999997,867.45481870000003,870.24777229999995,824.88398749999999]
["F24005WM0_3742_0000","24005","BALTIMORE","Patapsco/Back","Western Shore of Chesapeake Bay","Stormwater",72.754890439999997,59.69668961,58.536260609999999,57.550329210000001,56.38216019,56.515428550000003,56.758001329999999,45.868701039999998,37.423661330000002,4.1161471609999998,3.9365667700000002,3.892639398,3.8604646919999999,3.7513701319999999,3.7599217889999998,3.6115774809999999,2.8007233459999998,2.0727793120000002,1826.7613679999999,1745.877213,1713.6703950000001,1712.740753,1619.066131,1624.9214629999999,1562.57222]
["F24005WM0_3881_3880","24005","BALTIMORE","Patapsco/Back","Western Shore of Chesapeake Bay","Stormwater",0,0,0,0,0,0,0,0,0,0,0,0,0,0,0,0,0,0,0,0,0,0,0,0,0]
["F24005WM0_3964_0000","24005","BALTIMORE","Patapsco/Back","Western Shore of Chesapeake Bay","Stormwater",363.01100159999999,300.997139,296.31548309999999,286.87715150000002,281.19170380000003,282.19453429999999,279.76054390000002,225.14857409999999,177.703968,21.929803840000002,20.231176380000001,19.969201089999999,19.493357660000001,18.950824730000001,19.048980709999999,16.547760010000001,13.77340382,9.6428722980000003,8164.1450199999999,7461.3342290000001,7298.126953,7290.4050299999999,6887.2360840000001,6926.3532720000003,6277.3830559999997]
["F24005WM0_3965_0000","24005","BALTIMORE","Patapsco/Back","Western Shore of Chesapeake Bay","Stormwater",387.64891820000003,323.04935449999999,318.10517879999998,307.6730652,301.32319649999999,302.67578120000002,300.46966550000002,241.2297533,189.97946970000001,22.537640570000001,20.917150490000001,20.641816129999999,20.116139409999999,19.54539012,19.66438484,16.99572277,14.17413423,9.8623463020000006,8281.0891109999993,7621.7551270000004,7451.9748540000001,7443.6972660000001,7027.3059080000003,7073.0827639999998,6409.3776850000004]
["F24005WM1_3660_3910","24005","BALTIMORE","Patapsco/Back","Western Shore of Chesapeake Bay","Stormwater",129.6782303,110.6038475,108.8434658,105.56211279999999,103.4018669,103.81542020000001,103.1488018,97.867696769999995,90.550517409999998,17.00569058,17.33361292,17.11249638,16.744238849999999,16.272551060000001,16.353584770000001,14.50766516,12.23732991,8.9872189329999994,27840.360349999999,29030.945319999999,28424.856449999999,28398.952150000001,26825.249019999999,26972.13379,25788.391599999999]
["F24005WM1_3910_0001","24005","BALTIMORE","Patapsco/Back","Western Shore of Chesapeake Bay","Stormwater",2662.4224060000001,2176.2760010000002,2137.1059570000002,2089.25,2050.9578860000001,2052.8274540000002,2035.953491,1757.9967549999999,1505.2572869999999,108.06486700000001,102.5717545,101.37245179999999,100.0984898,97.446844100000007,97.571796419999998,90.237087250000002,74.056432959999995,55.845753739999999,208269.79490000001,195398.8751,191674.6036,191558.10750000001,181446.98639999999,181779.6035,174967.2598]
["F24005WM3_3880_4060","24005","BALTIMORE","Patapsco/Back","Western Shore of Chesapeake Bay","Stormwater",147.08876770000001,153.0213957,150.2345712,147.00162510000001,144.1182938,144.41545110000001,148.23737629999999,127.56678669999999,112.4549303,3.5206686399999998,6.0025093250000001,5.9326251890000004,5.8623490330000001,5.7025402779999999,5.7133229969999997,5.5189033639999998,4.6552328760000004,3.8036379999999999,4989.5137779999995,9116.8773199999996,8943.9750060000006,8938.9400640000003,8460.7368160000005,8481.6689449999994,8572.9340370000009]
["F24005WM3_4060_0001","24005","BALTIMORE","Patapsco/Back","Western Shore of Chesapeake Bay","Stormwater",12.666787149999999,10.64684916,10.46837902,10.19472504,9.9934229850000005,10.02058911,9.9721302989999998,8.5226234030000008,7.225452991,0.35885018899999999,0.33631280099999999,0.33230729399999998,0.32699964199999998,0.31793022199999998,0.31890899700000003,0.294226498,0.25826332699999999,0.208900682,718.79847719999998,666.52180480000004,653.31291199999998,653.39961240000002,617.80661009999994,619.85459900000001,607.28858949999994]
["F24005WU0_3540_0000","24005","BALTIMORE","Upper Western Shore","Western Shore of Chesapeake Bay","Stormwater",12.92617989,9.5388765339999999,9.310009956,9.3050479890000002,9.1167058940000008,9.1227312089999995,0,7.5333942709999997,6.3489838140000003,1.5476989750000001,1.418146014,1.404065967,1.4030799869999999,1.3631199599999999,1.3646980520000001,0,1.030098653,0.78078711000000001,761.59301760000005,695.79388429999995,683.95227050000005,683.07843019999996,645.95397949999995,648.24371340000005,0]
["F24005WU0_3541_0000","24005","BALTIMORE","Upper Western Shore","Western Shore of Chesapeake Bay","Stormwater",38.778526550000002,28.616628410000001,27.930030169999998,27.93125916,27.393680570000001,27.368190769999998,0,22.600182889999999,19.046951369999999,4.6430969229999999,4.2544378189999996,4.2121967219999998,4.2124271389999999,4.097857952,4.0940928459999997,0,3.0902954820000001,2.3423613219999999,2284.779419,2087.381394,2051.8572690000001,2051.915039,1944.2960210000001,1944.730957,0]
["F24005WU0_3542_0000","24005","BALTIMORE","Upper Western Shore","Western Shore of Chesapeake Bay","Stormwater",9.2552576070000008,6.8288931850000001,6.6649122240000001,6.6685371399999998,6.5407829279999996,6.5302829740000004,0,5.3869838320000003,4.5350315710000002,1.7105269430000001,1.571758032,1.556463003,1.5573810340000001,1.5152850149999999,1.51275301,0,1.141271626,0.86447737499999999,533.11511229999996,487.05569459999998,478.76620480000003,479.27569579999999,454.30261230000002,453.77059939999998,0]
["F24005WU0_3670_0001","24005","BALTIMORE","Upper Western Shore","Western Shore of Chesapeake Bay","Stormwater",21.287420269999998,17.261731149999999,16.94488144,16.58335877,16.24303055,16.288240429999998,16.089303019999999,13.970381809999999,11.98738206,1.949401081,1.8921190800000001,1.870555848,1.8493188920000001,1.7967965299999999,1.801875114,1.65438518,1.336797569,0.98095871599999995,1175.0378880000001,1143.2552800000001,1121.284271,1120.8864140000001,1059.2542109999999,1063.366516,980.06907650000005]
["F24005WU1_3350_3490","24005","BALTIMORE","Upper Western Shore","Western Shore of Chesapeake Bay","Stormwater",1.0058968960000001,0.80414101500000001,0.791121081,0.77283990400000002,0.758119404,0.75658611899999995,5.3804528720000002,0.72240648399999996,0.676596753,9.2433151000000005E-2,8.3527467999999994E-2,8.2481831000000005E-2,8.1125459999999996E-2,7.9068938000000005E-2,7.9004431E-2,0.405145704,6.7886336000000005E-2,5.8156006000000003E-2,57.286209110000001,51.826419829999999,50.764259340000002,50.879170420000001,48.280138970000003,48.197628969999997,257.43640140000002]
["F24005WU2_3320_3480","24005","BALTIMORE","Upper Western Shore","Western Shore of Chesapeake Bay","Stormwater",0.67656838900000005,0.49941378800000003,0.48746371300000002,0.48814550000000001,0.47881838700000001,0.47768470600000001,0,0.45394149700000003,0.43159335300000001,5.699854E-2,5.1987658999999999E-2,5.1457170000000003E-2,5.1538158000000001E-2,5.0141948999999998E-2,5.0018280999999998E-2,0,4.3489646999999999E-2,3.8177965000000001E-2,39.247669219999999,35.868801120000001,35.261730190000002,35.31338882,33.459888460000002,33.421039579999999,0]
["F24005WU3_3480_3481","24005","BALTIMORE","Upper Western Shore","Western Shore of Chesapeake Bay","Stormwater",251.70225730000001,215.08450790000001,212.81131120000001,204.30996160000001,201.32393200000001,201.6461999,196.8890419,193.02455760000001,179.83338839999999,9.7578373109999994,9.7026943560000003,9.3624731889999993,8.7903032529999994,8.6630753120000001,8.6264492799999992,7.2338259220000003,7.5264036709999997,6.3023573260000001,5452.1493840000003,5960.4478749999998,5457.5273440000001,4944.4110710000004,4824.7698659999996,4723.1882619999997,4260.713135]
["F24005WU3_3481_0001","24005","BALTIMORE","Upper Western Shore","Western Shore of Chesapeake Bay","Stormwater",272.211792,222.02162939999999,218.33082580000001,212.3272628,208.13976289999999,208.76486969999999,232.87276460000001,173.85409540000001,144.20294179999999,10.656305789999999,9.7685842520000001,9.6482009889999993,9.4750130180000003,9.2154929639999992,9.2471990579999996,8.8357670309999996,6.9444138549999996,5.1418890990000001,9572.233886,8757.3898929999996,8581.2189940000007,8573.9472659999992,8110.9710699999996,8140.9111329999996,8209.3220209999999]
["F24009WL0_4772_0000","24009","CALVERT","Lower Western Shore","Western Shore of Chesapeake Bay","Stormwater",531.36024480000003,427.54549020000002,419.65919489999999,409.26001350000001,414.56149290000002,407.1624832,318.46577839999998,327.89985130000002,266.72695549999997,34.403069500000001,30.03291321,29.426143639999999,28.656057359999998,29.745589249999998,28.66829967,20.430924409999999,20.13006657,13.93268185,7515.7570800000003,6270.5561530000004,6065.8330070000002,6124.2009280000002,6475.1440430000002,6098.8090819999998,5014.9208980000003]
["F24009XL0_4954_0000","24009","CALVERT","Patuxent","Patuxent River Basin","Stormwater",1739.2145640000001,1382.8409449999999,1356.9370899999999,1324.9292909999999,1345.4581909999999,1319.4870309999999,1062.5303349999999,1146.7328030000001,1006.5966110000001,126.5248618,107.5707798,105.60911040000001,103.2724991,107.4220505,103.2882195,78.924461370000003,78.535205009999999,60.485934780000001,38084.522790000003,29520.24194,28666.02103,28877.20996,30598.670900000001,28769.799800000001,24839.48144]
["F24009XL0_5320_0001","24009","CALVERT","Patuxent","Patuxent River Basin","Stormwater",10.197656869999999,8.2002959250000007,8.0354710820000008,7.8870809069999996,7.9940280919999998,7.9007539749999998,7.1851558679999998,7.0303359429999999,6.3602458500000001,1.3906552050000001,1.248255729,1.2331758740000001,1.220262602,1.255165085,1.2201818230000001,1.07632108,0.96740622899999995,0.79022646600000002,571.9591504,487.72406009999997,478.08710680000002,478.35795589999998,498.23722839999999,477.61401360000002,437.97439200000002]
["F24013WM0_3881_3880","24013","CARROLL","Patapsco/Back","Western Shore of Chesapeake Bay","Stormwater",0,0,0,0,0,0,0,0,0,0,0,0,0,0,0,0,0,0,0,0,0,0,0,0,0]
["F24015EU0_3010_0000","24015","CECIL","Upper Eastern Shore","Eastern Shore of Chesapeake Bay","Stormwater",35.318196890000003,150.8687592,146.81644249999999,142.33117110000001,139.92659180000001,141.93288799999999,870.20598610000002,114.1328778,92.343834709999996,2.9559481139999999,8.7636218069999998,8.5201241969999995,8.2617337709999994,8.0865058899999998,8.2183129790000002,37.703000070000002,5.8398643000000003,4.053024368,1725.9883689999999,2730.214966,2602.2882079999999,2592.7022700000002,2533.080078,2577.3318479999998,12152.837890000001]
["F24015EU0_3130_0000","24015","CECIL","Upper Eastern Shore","Eastern Shore of Chesapeake Bay","Stormwater",0,1.698256016,1.6519310469999999,1.5942139630000001,1.5620980259999999,1.594959021,33.572181700000002,1.251571019,0.984664333,0,7.9422577999999994E-2,7.6738692999999997E-2,7.3440357999999997E-2,7.1475691999999993E-2,7.3372311999999995E-2,1.1468609569999999,4.9346793999999999E-2,3.1085528000000001E-2,0,16.332040790000001,15.3243103,15.333869930000001,14.909070010000001,15.361220360000001,296.29010010000002]
["F24015EU0_3203_0000","24015","CECIL","Upper Eastern Shore","Eastern Shore of Chesapeake Bay","Stormwater",3.9421350959999999,2.9082601069999998,2.8217039110000002,2.8247840399999999,2.803137064,2.7997651100000001,0,2.3283600629999999,1.999464165,0.336826295,0.29127651500000001,0.28561758999999998,0.28612428899999998,0.28263869899999999,0.28236919599999999,0,0.21647502199999999,0.17037997699999999,139.57600400000001,115.81390380000001,111.3651962,111.5777969,109.44709779999999,109.89040369999999,0]
["F24015EU0_3363_0000","24015","CECIL","Upper Eastern Shore","Eastern Shore of Chesapeake Bay","Stormwater",3.9421350959999999,2.9082601069999998,2.8217039110000002,2.8247840399999999,2.8005530830000001,2.7997651100000001,0,2.3283600629999999,1.999464165,0.336826295,0.29127651500000001,0.28561758999999998,0.28612428899999998,0.28233480500000002,0.28236919599999999,0,0.21647502199999999,0.17037997699999999,270.04910280000001,224.10699460000001,215.52000430000001,215.93119809999999,211.64309689999999,212.66419980000001,0]
["F24015EU1_2982_0000","24015","CECIL","Upper Eastern Shore","Eastern Shore of Chesapeake Bay","Stormwater",12.892411709999999,10.479409220000001,10.18678856,9.9714989660000004,9.8330731389999997,9.9242820740000006,9.8620629310000005,8.0340130219999999,6.59882933,0.80968511099999996,0.73176568799999997,0.71378108799999995,0.70142689300000005,0.68906661800000002,0.69557491000000005,0.61321668399999996,0.51004204600000003,0.37421601799999998,403.63289639999999,358.02587890000001,342.89025500000002,342.48984910000001,335.23264310000002,338.93656920000001,319.67722700000002]
["F24015SL9_2970_0000","24015","CECIL","Upper Western Shore","Susquehanna River Basin","Stormwater",15.29092741,11.281774759999999,10.946428300000001,10.955809589999999,10.97461987,10.86133003,0,9.033255166,7.7578064109999998,1.185462684,1.0242742899999999,1.004347026,1.005566001,1.010560989,0.99293112800000005,0,0.76131802699999995,0.59929869499999999,368.15690619999998,305.49065400000001,293.76300049999998,294.19030759999998,296.34179690000002,289.8721008,0]
["F24017PL0_5290_0000","24017","CHARLES","Middle Potomac","Potomac River Basin","Stormwater",91.025984539999996,53.997542379999999,52.466177700000003,52.27951479,51.89863253,51.918796059999998,164.9474793,45.633975710000001,41.079174379999998,13.0767127,9.1232789010000008,8.9528268579999999,8.9236944170000001,8.8216197639999994,8.8314678969999996,20.54190135,7.0893512840000001,5.8470342349999997,8657.7818150000003,5767.5940790000004,5560.3888859999997,5544.2055330000003,5447.470714,5471.6506310000004,11668.753049999999]
["F24017PL0_5390_0000","24017","CHARLES","Lower Potomac","Potomac River Basin","Stormwater",3274.3428960000001,2714.2300420000001,2617.3409430000002,2513.4998780000001,2499.9243470000001,2538.5990900000002,2580.6664740000001,2191.0107290000001,1906.790587,277.0027771,246.25244900000001,237.45199579999999,227.747345,225.6415863,229.27132420000001,192.3459244,172.44904070000001,129.1137373,51120.638679999996,44474.41992,42314.431640000003,42007.279300000002,41314.179689999997,41844.210939999997,41836.308590000001]
["F24017PL0_5391_0000","24017","CHARLES","Lower Potomac","Potomac River Basin","Stormwater",977.48361199999999,796.71823119999999,768.77787780000006,740.64718630000004,734.45330809999996,746.94598389999999,758.45890810000003,645.69180259999996,563.63441909999995,87.373668670000001,77.58125115,75.004049300000005,72.356220239999999,71.388090140000003,72.65334129,62.689321509999999,55.208079159999997,42.010765730000003,17930.106930000002,15636.93555,14924.183590000001,14828.069820000001,14529.58447,14740.40869,14736.93799]
["F24017PL0_5392_0000","24017","CHARLES","Lower Potomac","Potomac River Basin","Stormwater",0,0,0,0,0,0,0,0,0,0,0,0,0,0,0,0,0,0,0,0,0,0,0,0,0]
["F24017PL0_5440_0000","24017","CHARLES","Lower Potomac","Potomac River Basin","Stormwater",52.155708320000002,41.741800310000002,40.425859449999997,39.646840099999999,39.376209260000003,39.655320170000003,81.265998839999995,34.586631660000002,30.693813129999999,6.0636650330000004,5.6259220829999999,5.4927182200000004,5.4142519230000001,5.3525999789999998,5.3842890270000003,10.567769050000001,4.244723274,3.4127266430000001,1361.8069459999999,1225.4249950000001,1178.478959,1173.813255,1152.8572919999999,1160.591545,2405.4594269999998]
["F24017PL0_5450_0000","24017","CHARLES","Lower Potomac","Potomac River Basin","Stormwater",2.2196419239999998,1.5010169739999999,1.4590909480000001,1.4549440149999999,1.443467021,1.445338011,0,1.2714841649999999,1.1464129759999999,0.29950571100000001,0.259653091,0.25492709899999999,0.25404930100000001,0.25095999200000002,0.25161188800000001,0,0.20230690200000001,0.16722677,92.346359250000006,79.584732059999993,76.741050720000004,76.389381409999999,75.022117609999995,75.510810849999999,0]
["F24017PL0_5580_0000","24017","CHARLES","Lower Potomac","Potomac River Basin","Stormwater",5.5491051669999996,3.7525429730000002,3.64772892,3.6408169269999999,3.6082260609999999,3.6133449080000002,0,3.1787108630000001,2.866032159,0.74876427700000003,0.64913260900000003,0.63731771699999995,0.63595151900000002,0.62715691299999998,0.62902969099999995,0,0.50576725,0.41806693900000003,225.8471069,194.63609310000001,187.6815033,187.26210019999999,183.4922028,184.67269899999999,0]
["F24017PL0_5581_0000","24017","CHARLES","Lower Potomac","Potomac River Basin","Stormwater",12091.921179999999,10003.018099999999,9645.7041229999995,9262.0190430000002,9213.8470460000008,9354.9329830000006,9518.3621829999993,8073.7111329999998,7025.7158060000002,1022.375151,905.07540610000001,872.63891479999995,836.7878723,829.52456659999996,842.46789550000005,706.41238399999997,633.41046789999996,473.92483659999999,234608.58960000001,202566.62169999999,192701.8683,191297.49220000001,188345.60930000001,190570.67970000001,190962.41409999999]
["F24017PL0_5584_0000","24017","CHARLES","Lower Potomac","Potomac River Basin","Stormwater",35.514270779999997,24.016279220000001,23.345460889999998,23.302450180000001,23.096000669999999,23.125410080000002,0,20.343748139999999,18.3426063,4.7920918459999999,4.1544489860000002,4.0788340569999999,4.0690078740000004,4.0132961270000003,4.0257902149999998,0,3.2369109119999999,2.6756288160000001,1702.38501,1467.149048,1414.725952,1410.385986,1382.1800539999999,1392.0460210000001,0]
["F24017PL0_5720_0001","24017","CHARLES","Lower Potomac","Potomac River Basin","Stormwater",0,0,0,0,0,0,0,0,0,0,0,0,0,0,0,0,0,0,0,0,0,0,0,0,0]
["F24017PL0_5860_0000","24017","CHARLES","Lower Potomac","Potomac River Basin","Stormwater",52.16157913,35.273910520000001,34.288639070000002,34.223930359999997,33.953651430000001,33.965438839999997,0,29.879875250000001,26.940699370000001,7.0383839610000001,6.1018462180000004,5.9907870289999998,5.9761028290000002,5.9013628960000002,5.9128789900000003,0,4.7542122149999999,3.9298290050000002,4670.5170900000003,4025.3249510000001,3881.5029300000001,3869.1389159999999,3794.5529790000001,3819.2709960000002,0]
["F24017PL0_5930_0000","24017","CHARLES","Lower Potomac","Potomac River Basin","Stormwater",8.8785676959999993,6.0040698050000003,5.8363652229999996,5.8294601439999996,5.777347088,5.7813529969999999,0,5.0859369619999999,4.5856514549999998,1.198022962,1.0386120080000001,1.019708037,1.0182379479999999,1.004184961,1.00644803,0,0.80922746199999995,0.66890707900000002,554.078125,477.5262146,460.46411130000001,459.53259279999997,450.29669189999998,453.08178709999999,0]
["F24019EL0_4892_0000","24019","DORCHESTER","Lower Eastern Shore","Eastern Shore of Chesapeake Bay","Stormwater",0,0,0,0,0,0,0,0,0,0,0,0,0,0,0,0,0,0,0,0,0,0,0,0,0]
["F24019EL0_5151_0000","24019","DORCHESTER","Lower Eastern Shore","Eastern Shore of Chesapeake Bay","Stormwater",0,0,0,0,0,0,0,0,0,0,0,0,0,0,0,0,0,0,0,0,0,0,0,0,0]
["F24019EL0_5280_0000","24019","DORCHESTER","Lower Eastern Shore","Eastern Shore of Chesapeake Bay","Stormwater",282.22025109999998,218.33380890000001,211.3579235,211.35749820000001,211.00320429999999,212.3385925,0,178.04611180000001,155.8382373,28.07871651,25.293238639999998,24.676957130000002,24.67704964,24.624870300000001,24.84864044,0,18.520768660000002,14.41664301,4051.8583990000002,3535.0202939999999,3361.3164069999998,3361.2919919999999,3350.133057,3422.915039,0]
["F24019EL0_5283_0000","24019","DORCHESTER","Lower Eastern Shore","Eastern Shore of Chesapeake Bay","Stormwater",0,0,0,0,0,0,0,0,0,0,0,0,0,0,0,0,0,0,0,0,0,0,0,0,0]
["F24019EL0_5284_0000","24019","DORCHESTER","Lower Eastern Shore","Eastern Shore of Chesapeake Bay","Stormwater",38.778360360000001,30.000069620000001,29.041539190000002,29.03952026,29.016729349999999,29.176300049999998,0,24.46434807,21.412887319999999,3.8581449980000002,3.4754068849999999,3.3907259700000001,3.390538931,3.3858540060000002,3.4143168930000001,0,2.5448380820000001,1.980912824,2226.9757690000001,1942.912049,1847.4403689999999,1847.0200199999999,1842.0570070000001,1881.2969969999999,0]
["F24019EL0_5590_0000","24019","DORCHESTER","Lower Eastern Shore","Eastern Shore of Chesapeake Bay","Stormwater",0,0,0,0,0,0,0,0,0,0,0,0,0,0,0,0,0,0,0,0,0,0,0,0,0]
["F24019EL0_5890_0000","24019","DORCHESTER","Lower Eastern Shore","Eastern Shore of Chesapeake Bay","Stormwater",0,0,0,0,0,0,0,0,0,0,0,0,0,0,0,0,0,0,0,0,0,0,0,0,0]
["F24019EM0_4886_0000","24019","DORCHESTER","Choptank","Eastern Shore of Chesapeake Bay","Stormwater",0,0,0,0,0,0,0,0,0,0,0,0,0,0,0,0,0,0,0,0,0,0,0,0,0]
["F24019EM0_5260_0000","24019","DORCHESTER","Choptank","Eastern Shore of Chesapeake Bay","Stormwater",17.23482847,13.33336306,12.907351970000001,12.908439639999999,12.87780952,12.967240329999999,0,10.692483989999999,9.2159053390000008,1.714731097,1.5446255799999999,1.5069895980000001,1.5072000029999999,1.502172947,1.5174740550000001,0,1.1259694819999999,0.87195607200000003,1402.1701660000001,1223.315002,1163.2037049999999,1163.255005,1157.2989500000001,1184.5200199999999,0]
["F24019EM0_5261_0000","24019","DORCHESTER","Choptank","Eastern Shore of Chesapeake Bay","Stormwater",3.2315299510000002,2.5000051860000001,2.420128584,2.4165060519999999,2.4159948830000002,2.4313580990000001,0,2.0048406320000001,1.7279819970000001,0.32151210299999999,0.28961730699999999,0.28256055000000002,0.28212809599999999,0.28199070700000001,0.28452640800000001,0,0.211119275,0.16349175799999999,216.51152039999999,188.8942376,179.6122704,179.12590030000001,179.06379699999999,182.90390009999999,0]
["F24021PM1_3510_4000","24021","FREDERICK","Upper Potomac","Potomac River Basin","Stormwater",1.3099092240000001,0.94172138000000005,0.91484618200000001,0.91523271799999995,0.92290508699999996,0.90858477400000004,0,0.87685171299999998,0.85152206699999999,0.27864119399999998,0.2378982,0.23293259799999999,0.23352600600000001,0.237368897,0.23080429399999999,0,0.20992134500000001,0.19458051000000001,301.49899299999998,250.18080140000001,239.296997,240.0513,245.86039729999999,236.92539980000001,0]
["F24021PM1_4000_4290","24021","FREDERICK","Upper Potomac","Potomac River Basin","Stormwater",17.567368030000001,12.6295538,12.26912928,12.2694397,12.358619689999999,12.18515968,0,11.759579370000001,11.419879440000001,1.5325270289999999,1.308440507,1.2811288839999999,1.280933976,1.299595952,1.2694239620000001,0,1.154567313,1.070192933,1402.533203,1163.7947999999999,1113.16391,1112.9300539999999,1136.80603,1102.1319579999999,0]
["F24021PM3_3040_3340","24021","FREDERICK","Upper Potomac","Potomac River Basin","Stormwater",233.1487084,186.23998230000001,181.06837770000001,176.5819473,174.52133939999999,174.34704600000001,381.1136932,171.36154740000001,164.8903272,18.554195159999999,16.095049809999999,15.657730150000001,15.356138229999999,15.174377440000001,15.21036911,30.290329929999999,13.76105752,12.496609100000001,10684.80478,8926.0170710000002,8477.2384939999993,8459.6357420000004,8338.6569820000004,8376.7880860000005,18091.25635]
["F24021PM4_3340_3341","24021","FREDERICK","Upper Potomac","Potomac River Basin","Stormwater",484.87935249999998,348.60749149999998,338.66817099999997,338.37944700000003,336.536768,336.11185940000001,611.60812290000001,324.510492,315.07203939999999,38.819402340000003,33.120161029999998,32.426159239999997,32.398141899999999,32.121588389999999,32.120905829999998,42.798775910000003,29.213120119999999,27.071094039999998,18610.63222,15433.416380000001,14760.744710000001,14747.01316,14547.92866,14613.920190000001,19439.239079999999]
["F24021PM4_3341_4040","24021","FREDERICK","Upper Potomac","Potomac River Basin","Stormwater",5649.5762679999998,4678.3898929999996,4548.679932,4427.6279290000002,4375.3419190000004,4371.0130609999997,9206.8908690000007,4241.5439919999999,4036.7866979999999,213.40580019999999,199.74728400000001,194.17758169999999,189.9953994,187.62149049999999,188.2091446,357.11480710000001,170.16471920000001,154.15614410000001,124098.34570000001,113909.3281,108080.26949999999,107824.4531,106168.5742,106776.9414,222033.10939999999]
["F24021PM4_4040_4410","24021","FREDERICK","Upper Potomac","Potomac River Basin","Stormwater",801.50890240000001,745.29662159999998,724.63192500000002,705.68717960000004,696.11698909999996,696.71749880000004,1552.3221739999999,666.03448930000002,626.9695322,42.598174100000001,29.197390049999999,28.389496000000001,27.795840259999999,27.37728882,27.534590720000001,52.938829419999998,24.899719300000001,22.573201489999999,31565.464779999998,14026.865299999999,13312.813819999999,13281.83203,13024.36816,13153.03125,27464.722659999999]
["F24021PM7_4150_4290","24021","FREDERICK","Upper Potomac","Potomac River Basin","Stormwater",780.64073080000003,579.05580999999995,562.9152656,550.75059510000006,543.72048949999999,544.20710750000001,821.85748290000004,509.62498269999998,474.09812749999998,29.7633601,22.75129196,22.161469010000001,21.817327970000001,21.514327519999998,21.612905980000001,30.03538322,19.575865700000001,17.852130160000002,34264.885990000002,21598.377140000001,20544.975030000001,20507.398929999999,20135.018069999998,20308.824219999999,30132.952150000001]
["F24021PM7_4200_4410","24021","FREDERICK","Upper Potomac","Potomac River Basin","Stormwater",251.71390510000001,233.87420370000001,227.4015674,220.93290329999999,218.17984390000001,217.884964,211.81463239999999,203.5688232,187.68032700000001,7.6316397650000001,7.3979515810000001,7.1829403190000001,7.0059700019999998,6.9143629070000001,6.9369490149999997,5.7995069030000002,6.264696228,5.6525335009999997,4020.2993700000002,3495.4313539999998,3311.1423070000001,3303.8320309999999,3251.4400639999999,3270.2009269999999,3033.8790279999998]
["F24021PM7_4290_4200","24021","FREDERICK","Upper Potomac","Potomac River Basin","Stormwater",2.7746849060000001,1.994779944,1.937852025,1.9386709929999999,1.9329580070000001,1.9245890379999999,0,1.7795192390000001,1.673964048,0.13932059699999999,0.1189491,0.116466299,0.116763003,0.11614970099999999,0.115402199,0,0.104960673,9.7290255000000006E-2,162.7248993,135.02819819999999,129.15400700000001,129.56109620000001,128.47529599999999,127.87390139999999,0]
["F24023PU3_4450_4440","24023","GARRETT","Upper Potomac","Potomac River Basin","Stormwater",41.443944100000003,28.729208320000001,28.325562040000001,28.325951140000001,28.52646116,28.336701909999999,17.144761599999999,26.587342119999999,25.428528839999998,11.345674280000001,10.95397651,10.937512529999999,10.937672510000001,11.02872266,10.94263567,8.0173295889999991,10.00221273,9.3786795289999993,6244.1964870000002,6090.8615259999997,6078.4694360000003,6078.5344999999998,6141.530471,6083.7995140000003,4646.7434839999996]
["F24025SL2_3060_0001","24025","HARFORD","Upper Western Shore","Susquehanna River Basin","Stormwater",64.759703869999996,46.429691310000003,45.121761319999997,45.125598910000001,45.43790817,44.853519439999999,1363.412423,37.467568100000001,32.364772619999997,4.6472431649999999,4.119213104,4.0432181360000001,4.043616772,4.0973410609999998,4.0084772109999998,113.6835926,3.0709276179999998,2.4227339400000001,5391.5451220000004,4751.8681640000004,4582.6318359999996,4583.5151370000003,4674.8930659999996,4531.4018550000001,126565.357]
["F24025SL9_2970_0000","24025","HARFORD","Upper Western Shore","Susquehanna River Basin","Stormwater",27.73079706,23.827564469999999,23.087989570000001,22.32098234,21.69261384,21.626449579999999,22.37169707,17.712955990000001,14.129600269999999,1.1120928969999999,1.0205753150000001,0.98269860399999998,0.945220426,0.91675792599999995,0.92250548300000002,0.71296273099999996,0.64669732800000002,0.42269647700000001,175.32755660000001,156.39213559999999,147.00511929999999,146.81747050000001,142.60776139999999,144.14332200000001,119.7286701]
["F24025WU0_3160_0000","24025","HARFORD","Upper Western Shore","Western Shore of Chesapeake Bay","Stormwater",29174.227780000001,23218.40625,22509.3413,21859.239740000001,21316.441409999999,21249.244139999999,21604.030770000001,17443.65828,14066.536260000001,2486.046081,1853.289734,1793.2872930000001,1742.049988,1700.214966,1707.2181399999999,1446.7570800000001,1219.31422,836.66550529999995,614246.00009999995,348744.79690000002,331181.20309999998,330943.29690000002,323872.20309999998,325823.5,303818.39850000001]
["F24025WU0_3161_0000","24025","HARFORD","Upper Western Shore","Western Shore of Chesapeake Bay","Stormwater",6180.2972419999996,5562.4506220000003,5392.3645020000004,5229.825135,5094.1963500000002,5078.6210330000004,5076.5496830000002,4169.520896,3354.2918260000001,401.36484910000001,264.39265449999999,255.511055,247.55751810000001,241.22121430000001,242.3051529,200.93218239999999,172.43944260000001,117.05836770000001,98395.909180000002,34940.271489999999,33094.910159999999,33068.33887,32309.349610000001,32534.969730000001,29298.819329999998]
["F24025WU0_3162_0000","24025","HARFORD","Upper Western Shore","Western Shore of Chesapeake Bay","Stormwater",10757.686240000001,9052.6009529999992,8776.6305240000002,8529.2578130000002,8312.9457999999995,8295.5301510000008,9225.9348150000005,6811.1905850000003,5500.897293,866.16981060000001,738.07140949999996,714.63256009999998,695.13180550000004,678.62207039999998,681.58169559999999,640.6033936,488.11775619999997,337.10788689999998,284299.04210000002,216774.22899999999,206127.58129999999,205991.4375,201668.67189999999,202862.49220000001,214893.86720000001]
["F24025WU0_3163_0000","24025","HARFORD","Upper Western Shore","Western Shore of Chesapeake Bay","Stormwater",193.23469449999999,172.54055109999999,167.2139473,161.74060059999999,157.07038399999999,156.7349767,376.3027725,128.44462590000001,102.59841160000001,22.668919320000001,18.807387120000001,18.121844289999999,17.451640600000001,16.92877674,17.043151139999999,37.184848789999997,11.93209279,7.8055917819999996,4320.5482179999999,2821.0727539999998,2657.0406499999999,2654.279297,2580.2012329999998,2606.3931269999998,7415.1760249999998]
["F24025WU0_3164_0000","24025","HARFORD","Upper Western Shore","Western Shore of Chesapeake Bay","Stormwater",82.586419579999998,105.0355325,101.789608,98.401752950000002,95.531648160000003,95.319693569999998,410.27191160000001,78.10537995,62.315894589999999,12.20832706,11.237862939999999,10.82115078,10.40660048,10.0889492,10.157400969999999,48.13825035,7.0901324570000002,4.6027869089999998,3614.1016540000001,1609.8831479999999,1513.770233,1512.07608,1468.673309,1484.053864,10491.767819999999]
["F24025WU0_3250_0001","24025","HARFORD","Upper Western Shore","Western Shore of Chesapeake Bay","Stormwater",8.7404251100000003,10.66635275,10.355251790000001,10.19527102,10.04282379,10.024847980000001,10.045836209999999,8.9676717410000002,8.0426183760000001,0.812086105,0.91271191799999996,0.89139217199999998,0.88193596900000004,0.87070281800000005,0.87121088800000002,0.842463509,0.65083555299999996,0.49046447300000001,631.03247069999998,606.6893311,582.75426100000004,582.41533660000005,574.95740890000002,575.54412460000003,580.32302479999998]
["F24025WU0_3251_0000","24025","HARFORD","Upper Western Shore","Western Shore of Chesapeake Bay","Stormwater",7129.3131579999999,5886.7270099999996,5707.7393270000002,5552.5819099999999,5430.126953,5404.8040769999998,5547.3371580000003,4438.4392749999997,3592.2392399999999,606.13662850000003,495.02685730000002,479.74101580000001,467.50849909999999,457.75170900000001,458.7411042,400.62489319999997,329.78650879999998,229.81683749999999,201698.95920000001,124867.1413,118886.2622,118813.5469,116608.79300000001,117057.96490000001,112076.6563]
["F24025WU0_3252_0000","24025","HARFORD","Upper Western Shore","Western Shore of Chesapeake Bay","Stormwater",1902.8773699999999,1828.711847,1772.5538839999999,1717.846344,1672.4725490000001,1666.6591189999999,2057.9046629999998,1367.5202650000001,1097.4978530000001,128.41994650000001,135.87361129999999,131.1771487,126.8620605,123.504982,124.06835940000001,124.7144775,87.748636009999998,58.796294199999998,32817.01283,34814.675569999999,32933.663139999997,32909.58008,32143.83007,32354.91992,37728.199220000002]
["F24025WU0_3253_0000","24025","HARFORD","Upper Western Shore","Western Shore of Chesapeake Bay","Stormwater",500.89644240000001,412.90499119999998,400.29827879999999,388.3879852,378.05369569999999,377.28403470000001,377.64864729999999,309.82695660000002,249.51274190000001,23.443466430000001,19.89010334,19.23014641,18.647455690000001,18.165846349999999,18.258409499999999,15.12746477,13.017168509999999,8.8751832470000007,4927.6889650000003,3524.8900149999999,3342.338013,3339.7100829999999,3262.3859870000001,3286.5999750000001,3007.7609870000001]
["F24025WU0_3255_0000","24025","HARFORD","Upper Western Shore","Western Shore of Chesapeake Bay","Stormwater",0,0,0,0,0,0,93.503973000000002,0,0,0,0,0,0,0,0,10.21309662,0,0,0,0,0,0,0,0,1751.916138]
["F24025WU0_3540_0000","24025","HARFORD","Upper Western Shore","Western Shore of Chesapeake Bay","Stormwater",13922.197179999999,10674.768110000001,10349.59347,10060.86694,9807.0610350000006,9787.6862799999999,9389.4299319999991,8036.9275070000003,6495.1502,1216.8575840000001,878.5386317,850.87543100000005,828.11572260000003,808.54031380000004,812.17010489999996,654.77441409999994,582.32460879999996,403.29072739999998,413147.44520000002,199042.8879,189319.47719999999,189195.7813,185210.0625,186348.82819999999,164132.38279999999]
["F24025WU1_3330_0001","24025","HARFORD","Upper Western Shore","Western Shore of Chesapeake Bay","Stormwater",90.044440989999998,79.142868039999996,76.73355866,74.659160619999994,72.818000789999999,72.666290279999998,71.807071690000001,62.492087830000003,52.997773940000002,5.9551442259999998,5.3911929130000003,5.2247769829999999,5.0927491189999996,4.9765679839999999,4.9966769219999998,4.2055170540000004,3.6227257979999998,2.5546916739999999,11160.29077,8334.6987310000004,7939.251953,7936.0258780000004,7774.9501959999998,7817.2858889999998,7541.2541499999998]
["F24027XU0_4090_4270","24027","HOWARD","Patuxent","Patuxent River Basin","Stormwater",59.680589079999997,44.82322121,43.885381700000003,43.188749319999999,42.928510670000001,42.981880189999998,42.310249329999998,41.394106430000001,39.733256249999997,4.0195483410000001,3.4334042070000002,3.3870669609999999,3.3560203319999999,3.3295242790000001,3.3328478330000002,3.1046794659999999,3.043121862,2.813825129,8298.4125970000005,6778.2539059999999,6611.9270630000001,6608.4216919999999,6517.4558109999998,6531.1340330000003,6325.4490969999997]
["F24029EU0_3570_0000","24029","KENT","Upper Eastern Shore","Eastern Shore of Chesapeake Bay","Stormwater",1.280805945,1.862061024,1.8025085919999999,1.806887031,1.821547985,1.7950370309999999,1.725360811,1.4791862520000001,1.2636380250000001,0.10981640199999999,0.193377466,0.18975697399999999,0.19054569299999999,0.19350339499999999,0.18866139700000001,0.13439841,0.14228623700000001,0.110639079,62.377380369999997,106.87197879999999,103.05201719999999,103.6315002,105.8730011,102.3181992,67.631348610000003]
["F24029EU0_3571_0000","24029","KENT","Upper Eastern Shore","Eastern Shore of Chesapeake Bay","Stormwater",0,0,0,0,0,0,0,0,0,0,0,0,0,0,0,0,0,0,0,0,0,0,0,0,0]
["F24029EU0_3725_0000","24029","KENT","Upper Eastern Shore","Eastern Shore of Chesapeake Bay","Stormwater",14.61192703,13.05762386,12.685575010000001,12.520630840000001,12.5916481,12.39093781,10.363382339999999,9.9697946670000004,8.1592744400000008,0.96311410600000003,0.92673651800000001,0.9024335,0.892198414,0.90565517500000003,0.88773462199999997,0.69759181199999998,0.63967545999999997,0.46450343300000002,309.60255239999998,278.20640559999998,265.916336,266.45076749999998,273.17578120000002,265.71615220000001,227.97526930000001]
["F24029EU0_4122_0000","24029","KENT","Upper Eastern Shore","Eastern Shore of Chesapeake Bay","Stormwater",89.656416300000004,65.172142269999995,63.087792579999999,63.093570710000002,64.509292599999995,62.826290129999997,0,51.771518639999996,44.227336010000002,7.6871484219999999,6.7682108740000002,6.6414902729999996,6.6423659319999997,6.9101448059999999,6.6031498910000002,0,4.9800167350000004,3.8723677099999998,5094.1525270000002,4364.1254120000003,4208.1431839999996,4208.9057620000003,4455.8178710000002,4178.1748049999997,0]
["F24029EU0_4123_0000","24029","KENT","Upper Eastern Shore","Eastern Shore of Chesapeake Bay","Stormwater",25.616119380000001,18.62060928,18.025079730000002,18.028659820000001,18.430019380000001,17.950370790000001,0,14.791858749999999,12.6363781,2.1963279249999998,1.9337749479999999,1.8975689410000001,1.8980220560000001,1.97448504,1.886613965,0,1.4228620620000001,1.1063908099999999,1455.4720460000001,1246.8929439999999,1202.3270259999999,1202.840942,1273.11499,1193.764038,0]
["F24031PL1_4460_4780","24031","MONTGOMERY","Middle Potomac","Potomac River Basin","Stormwater",3967.4659419999998,3049.339966,2981.1101079999999,2911.812989,2894.8599859999999,2872.9329830000001,3162.0458979999999,2774.8200919999999,2637.2934140000002,241.43266679999999,213.2662239,209.7704277,207.05859380000001,205.4181366,203.3062286,208.83813470000001,171.84515500000001,146.56163989999999,634526.21880000003,562805.79689999996,547022.20319999999,546261.79689999996,539644.89060000004,527697.98439999996,571833.10939999996]
["F24031PL1_4540_0001","24031","MONTGOMERY","Middle Potomac","Potomac River Basin","Stormwater",5085.9238240000004,4019.6220699999999,3934.3690179999999,3817.4459219999999,3794.3498530000002,3767.6621100000002,3828.080528,3329.5364209999998,2926.3146889999998,183.71685790000001,163.36328119999999,160.45598219999999,157.26235199999999,155.99044420000001,154.59598159999999,141.7455616,121.80189420000001,96.032502210000004,678379.41399999999,593337.09380000003,575011.10939999996,573843.59380000003,566639.29689999996,554653.81259999995,533722.37309999997]
["F24031PM0_4640_4820","24031","MONTGOMERY","Middle Potomac","Potomac River Basin","Stormwater",16.78566837,13.368280410000001,13.0914681,12.65985012,12.616681809999999,12.5005734,13.211461310000001,12.11384595,11.462097849999999,0.76094621500000004,0.66694098700000004,0.65452629299999998,0.638345987,0.63509270500000004,0.62823200300000004,0.61728349299999996,0.56181689800000001,0.50001063400000001,768.18991089999997,672.15560909999999,650.85589600000003,649.0684205,642.79852300000005,627.90509029999998,670.90370180000002]
["F24031PM1_4250_4500","24031","MONTGOMERY","Middle Potomac","Potomac River Basin","Stormwater",2494.8310550000001,1939.679627,1897.882386,1845.8979489999999,1836.6273189999999,1821.6297,1827.828857,1761.882038,1671.21514,110.4678955,97.056322100000003,95.406791690000006,93.780057900000003,93.112178810000003,92.145462030000004,85.360719680000003,82.628633750000006,74.109861789999997,93067.240229999996,81840.929690000004,79439.257809999996,79297.890620000006,78366.550780000005,76630.189459999994,74915.640620000006]
["F24031PM1_4500_4580","24031","MONTGOMERY","Middle Potomac","Potomac River Basin","Stormwater",33.226131430000002,19.059565070000001,18.660551550000001,18.123224740000001,18.032788279999998,17.877430919999998,32.003425589999999,16.425641209999998,14.93570098,1.4021965270000001,0.557418093,0.54782777999999999,0.53758688300000002,0.53376509299999997,0.52820010500000003,0.79921573400000001,0.47334883700000002,0.42369620800000002,1164.5343319999999,368.05229179999998,357.06509399999999,356.42309569999998,352.31529999999998,344.40269469999998,552.61351009999998]
["F24031PM4_4040_4410","24031","MONTGOMERY","Upper Potomac","Potomac River Basin","Stormwater",29.619273669999998,19.689890389999999,19.166443820000001,19.168840410000001,19.145250319999999,18.888389589999999,0,17.673706030000002,16.678547500000001,1.542597376,1.3210152690000001,1.3030665589999999,1.303382993,1.3016339539999999,1.2765239479999999,0,1.151152991,1.0498772789999999,546.61621860000002,471.31491849999998,459.68492500000002,459.93710329999999,458.6025085,443.5107117,0]
["F24031PM7_4410_4620","24031","MONTGOMERY","Middle Potomac","Potomac River Basin","Stormwater",209.5467664,172.3133455,169.3684993,174.73323830000001,181.8711567,174.63206339999999,718.65197760000001,154.5174523,144.6167543,9.7621976139999997,8.4952269349999998,8.3964862750000009,8.9580121940000002,9.5493522879999997,8.8341037339999993,24.358495229999999,7.7453363509999997,7.3112364010000004,8116.98657,6639.689754,6485.8065790000001,7142.9642640000002,7798.0973210000002,6940.1939700000003,18838.659909999998]
["F24031PM7_4580_4820","24031","MONTGOMERY","Middle Potomac","Potomac River Basin","Stormwater",9321.8856020000003,7474.7609210000001,7311.5891240000001,7122.9460449999997,7083.3771969999998,7028.23999,7768.250274,6245.9253230000004,5535.4827889999997,228.76434800000001,209.17319670000001,205.6881999,202.53132629999999,201.0854721,198.93637459999999,217.21183400000001,178.4896665,160.35731089999999,139704.23970000001,127745.05650000001,124046.2795,123849.6777,122484.29300000001,119661.2637,142358.93950000001]
["F24031PM7_4620_4580","24031","MONTGOMERY","Middle Potomac","Potomac River Basin","Stormwater",16.255738019999999,18.42001599,18.666549799999999,19.017197370000002,19.046313170000001,18.630890369999999,0,16.700049740000001,15.389049699999999,0.69140501399999998,0.96621446600000005,0.96366790999999996,0.97099950400000001,0.97578374800000001,0.94736612899999995,0,0.85262790300000002,0.77860123199999998,467.11036689999997,655.49014399999999,645.33938980000005,651.29580399999998,655.64458279999997,624.96540640000001,0]
["F24031PM7_4820_0001","24031","MONTGOMERY","Middle Potomac","Potomac River Basin","Stormwater",1709.7569840000001,1274.8425440000001,1247.4109149999999,1287.3308939999999,1288.7602079999999,1282.956177,1092.840193,1083.552412,974.31340969999997,41.890752810000002,30.633025830000001,30.11123478,35.306978710000003,35.168292520000001,34.966125490000003,24.156195400000001,29.568429500000001,29.20655932,43043.061800000003,26681.363099999999,25897.13234,35598.65137,35242.376470000003,34767.905760000001,23750.043699999998]
["F24031XU2_4330_4480","24031","MONTGOMERY","Patuxent","Patuxent River Basin","Stormwater",4.8106656680000004,3.8924955130000001,3.8147252200000001,3.6760486960000001,3.6563904279999999,3.6289228800000002,4.125438548,3.522126702,3.3270610239999998,1.3862988350000001,1.2201096410000001,1.1955974110000001,1.1583003999999999,1.1494660370000001,1.1408171359999999,1.18179097,1.0838284439999999,1.0093158,1314.2991939999999,1150.4298100000001,1111.3271179999999,1107.9514770000001,1093.679871,1071.8364260000001,1277.4982910000001]
["F24033PL0_4510_0001","24033","PRINCE GEORGES","Middle Potomac","Potomac River Basin","Stormwater",113.4485188,80.385622029999993,78.064760210000003,75.173181529999994,74.449859610000004,73.944770820000002,73.936119079999997,72.061397110000001,68.059155039999993,11.93552613,7.1521079539999999,6.9908120629999999,6.7632009990000004,6.6997411250000001,6.691710949,5.8255958559999996,5.3849842360000002,4.3144323519999999,1347.26181,617.20980829999996,601.58988950000003,598.50260930000002,590.51309209999999,589.85560610000005,570.70558159999996]
["F24033PL0_4961_0000","24033","PRINCE GEORGES","Middle Potomac","Potomac River Basin","Stormwater",4868.1379390000002,3995.7028799999998,3881.2810060000002,3742.7958990000002,3709.456909,3683.935058,4556.1168909999997,3239.038372,2810.876616,395.2064972,364.50830079999997,356.66171259999999,345.75830070000001,342.73649599999999,342.2573089,371.43282570000002,260.99094109999999,197.21042679999999,69265.820309999996,63830.669929999996,62272.33008,61968.08008,61191.628900000003,61107.488279999998,72188.896030000004]
["F24033PL0_5070_0001","24033","PRINCE GEORGES","Middle Potomac","Potomac River Basin","Stormwater",7269.7942860000003,5701.4154010000002,5540.2890870000001,5352.3031010000004,5297.5200189999996,5270.8809810000002,5207.5490719999998,4875.4090889999998,4432.1557560000001,953.43954159999998,786.95222950000004,770.9272919,749.18539420000002,741.83270270000003,741.79010010000002,648.40850829999999,577.61666549999995,448.74291449999998,439506.45069999999,330395.07669999998,322812.63640000002,321373.29690000002,317138.70309999998,317045.79690000002,303995.60940000002]
["F24033PL0_5290_0000","24033","PRINCE GEORGES","Middle Potomac","Potomac River Basin","Stormwater",359.62710329999999,305.25402600000001,256.90867429999997,257.53769299999999,260.55988120000001,256.05643650000002,946.50712590000001,219.36991800000001,194.3440804,42.279507580000001,50.292638840000002,37.226314670000001,37.265378470000002,37.953460579999998,36.989295720000001,123.4888363,28.683249109999998,22.987872070000002,10234.95465,13591.468430000001,8896.9584049999994,8921.5527490000004,9138.1159050000006,8826.9959099999996,29143.597170000001]
["F24033PL0_5390_0000","24033","PRINCE GEORGES","Lower Potomac","Potomac River Basin","Stormwater",30.282930369999999,21.620279310000001,21.176820759999998,21.17564964,21.461339949999999,21.077659610000001,0,18.12907143,16.097238539999999,3.643520117,3.2804579729999999,3.2584879400000002,3.2583088870000001,3.336972952,3.2365579609999999,0,2.5215018630000001,2.0301778110000002,715.58612059999996,649.69921880000004,642.9005737,642.84460449999995,663.95227050000005,636.92938230000004,0]
["F24033PL1_4540_0001","24033","PRINCE GEORGES","Middle Potomac","Potomac River Basin","Stormwater",29532.836719999999,24287.872670000001,23589.497960000001,22733.47754,22488.583009999998,22370.485349999999,24173.027730000002,19979.32213,17572.538240000002,1384.997856,1152.740393,1127.305564,1091.8532110000001,1080.445007,1080.583069,1018.176059,826.73854800000004,626.36053719999995,2950710.78,2275016.841,2218545.682,2207408.375,2176465.375,2176331.8130000001,2208499.926]
["F24033PL1_5060_0000","24033","PRINCE GEORGES","Middle Potomac","Potomac River Basin","Stormwater",17271.315190000001,12952.164059999999,12599.18506,12226.53174,12111.4043,12058.128909999999,12535.36621,10560.949559999999,9202.1258969999999,1673.794373,1315.04953,1291.705475,1262.2767329999999,1250.7629400000001,1250.6103820000001,1178.4794010000001,959.20592810000005,737.53956370000003,262052.29300000001,177833.5821,174208.90229999999,173585,171447.41020000001,171423.77739999999,168749.98050000001]
["F24033PL1_5061_0000","24033","PRINCE GEORGES","Middle Potomac","Potomac River Basin","Stormwater",659.02678779999997,479.19115729999999,465.7939015,451.01661680000001,447.33299260000001,443.89347839999999,974.58001709999996,389.55225430000002,338.7244895,64.776060759999993,46.109273369999997,45.205992940000002,44.035919190000001,43.790250780000001,43.57876014,86.765249249999997,33.330839570000002,25.414070649999999,25608.636289999999,14395.584580000001,14078.088750000001,14027.427250000001,13934.013919999999,13834.8523,30104.729490000002]
["F24033PL1_5230_0001","24033","PRINCE GEORGES","Lower Potomac","Potomac River Basin","Stormwater",62.825750360000001,55.078711390000002,51.725897430000003,57.280159949999998,55.258560180000003,57.893161769999999,68.460590359999998,54.172267740000002,55.803181279999997,12.442433899999999,12.18484299,10.29334089,12.511216879999999,11.78691506,12.71739268,11.01555896,11.03933735,11.53666832,5880.8490840000004,5608.2579459999997,4466.4066130000001,5852.4699710000004,5447.5720819999997,5960.2305909999995,4408.2400509999998]
["F24033PL2_4810_0000","24033","PRINCE GEORGES","Middle Potomac","Potomac River Basin","Stormwater",213.0523872,212.1481934,206.679451,201.90400700000001,200.28398899999999,199.53018950000001,199.17552950000001,174.05014489999999,152.29727410000001,16.58351278,23.85608482,23.510121340000001,23.132007600000001,22.949034210000001,22.93476248,21.394493109999999,17.675552719999999,13.785840309999999,3158.6560060000002,5225.518188,5136.6412970000001,5123.8723149999996,5068.1536249999999,5065.3424690000002,4918.1395259999999]
["F24033PL2_4811_0000","24033","PRINCE GEORGES","Middle Potomac","Potomac River Basin","Stormwater",13.168105840000001,10.914085630000001,10.592756509999999,10.174644710000001,10.056121109999999,10.00251293,9.8347640030000001,8.8167410509999993,7.6327307449999999,1.0139493040000001,0.92926094000000004,0.90679672300000003,0.87390431700000004,0.86383071499999997,0.86449649900000003,0.71404319999999999,0.65660026400000004,0.48980262400000002,191.51023860000001,174.4946899,169.6771851,168.62859349999999,166.014679,166.11314390000001,152.35808560000001]
["F24033PL7_4960_0000","24033","PRINCE GEORGES","Middle Potomac","Potomac River Basin","Stormwater",4511.3370359999999,4237.3107909999999,4000.9288329999999,3950.7879640000001,3592.219818,3940.9376830000001,3017.098023,3518.2685099999999,3196.4949620000002,559.88889310000002,603.07341770000005,503.14899439999999,500.23580930000003,418.66651159999998,503.31110380000001,290.33554839999999,434.31247509999997,388.42146220000001,538824.85950000002,570936.64850000001,436480.94150000002,438893.03519999998,333793.82419999997,443211.85550000001,213197.55470000001]
["F24033PL7_4980_0000","24033","PRINCE GEORGES","Middle Potomac","Potomac River Basin","Stormwater",603.60978699999998,501.85099029999998,487.00860590000002,467.61198430000002,462.22329710000002,459.63091279999998,933.98382570000001,405.20118719999999,350.66290809999998,46.005958560000003,42.280059809999997,41.23965072,39.715179450000001,39.262960440000001,39.284049979999999,69.315059660000003,29.810694980000001,22.191391159999998,10250.12305,9374.0659180000002,9110.7568360000005,9055.4777830000003,8916.4260250000007,8917.7480469999991,17789.734380000002]
["F24033XL1_4690_0001","24033","PRINCE GEORGES","Patuxent","Patuxent River Basin","Stormwater",3109.005005,2575.2910160000001,2506.2320549999999,2436.8330080000001,2416.255005,2404.718018,2397.7690429999998,2189.9978500000002,1979.1750460000001,237.04903419999999,233.19504549999999,229.28588869999999,224.54461670000001,222.7305527,222.5199203,203.22468570000001,180.02326099999999,147.18150919999999,110223.2031,110807.0488,108687.76760000001,108335.25780000001,107135.4883,107024.46679999999,103610.85739999999]
["F24033XL1_4691_0000","24033","PRINCE GEORGES","Patuxent","Patuxent River Basin","Stormwater",866.86480710000001,681.56768799999998,663.76501459999997,647.42651369999999,642.38958739999998,639.52801509999995,638.45870979999995,558.27120000000002,487.94199029999999,81.786510469999996,74.926471710000001,73.787870409999996,72.494009019999993,71.938140869999998,71.867050169999999,66.658130639999996,55.314425319999998,42.998795260000001,13376.349130000001,12291.01489,12072.84448,12039.533450000001,11909.25855,11900.05493,11453.14954]
["F24033XU2_4480_4650","24033","PRINCE GEORGES","Patuxent","Patuxent River Basin","Stormwater",1548.45597,1284.0805379999999,1246.1059949999999,1196.694733,1184.5121770000001,1175.891815,1469.54187,1151.2369510000001,1087.9909210000001,165.43934300000001,151.29990430000001,147.55887039999999,142.11335750000001,140.68875120000001,140.5280151,148.45991520000001,125.4683077,110.74126579999999,52232.125679999997,47690.434979999998,46348.13134,46075.488279999998,45419.58008,45363.800779999998,53846.609369999998]
["F24035EM2_4101_0000","24035","QUEEN ANNES","Choptank","Eastern Shore of Chesapeake Bay","Stormwater",13.93696516,11.67595792,11.14719623,11.10666692,11.163901989999999,10.70083517,14.174825670000001,8.8241587209999999,7.2754670460000002,0.65519709199999998,0.57568070599999999,0.53986721500000001,0.53421662000000003,0.54615106400000002,0.52197651599999995,0.71625569499999997,0.36380012099999998,0.246422059,136.5492582,115.47406340000001,105.1607947,107.4784088,112.5744515,106.2791405,211.20555880000001]
["F24035EU0_4872_0000","24035","QUEEN ANNES","Upper Eastern Shore","Eastern Shore of Chesapeake Bay","Stormwater",129.7419281,106.3691096,101.66633419999999,98.262092600000003,97.812303540000002,98.026187899999996,193.9297943,79.705200489999996,65.064444719999997,6.8837509749999999,6.0031342209999998,5.6755486419999999,5.4816930289999997,5.5019819740000004,5.5180239679999996,9.4114499089999999,3.9537244349999998,2.8058416300000002,2971.6519469999998,2492.3728259999998,2307.0054930000001,2285.3604129999999,2331.162049,2309.845581,4638.4780270000001]
["F24037PL0_5980_0000","24037","ST MARYS","Lower Potomac","Potomac River Basin","Stormwater",1993.1652200000001,1772.4561329999999,1650.4916000000001,1683.3634649999999,1665.5330509999999,1544.0503229999999,2818.9788210000002,1423.4138869999999,1272.0287450000001,185.4093637,174.14124179999999,162.71165780000001,164.68682100000001,166.6970062,152.92024989999999,249.56590270000001,121.6229684,94.230508889999996,54205.622920000002,46891.536740000003,42829.530830000003,44386.029300000002,45963.191409999999,41484.899409999998,82365.050780000005]
["F24037PL0_5981_0000","24037","ST MARYS","Lower Potomac","Potomac River Basin","Stormwater",83.447386499999993,73.266351700000001,67.955634130000007,65.935259819999999,64.276960369999998,63.154035559999997,63.825953490000003,58.310238750000003,51.879975160000001,6.8774231370000001,6.5656590159999997,6.0842286650000004,5.8833949560000001,5.758372187,5.6556740999999997,4.6574060920000004,4.472519567,3.3980468350000002,968.88749689999997,933.17789449999998,843.4388123,845.49472040000001,829.31118779999997,813.03140259999998,823.08920290000003]
["F24037PL0_5982_0000","24037","ST MARYS","Lower Potomac","Potomac River Basin","Stormwater",1620.2859510000001,1393.56729,1292.675982,1324.771332,1308.404419,1201.3654180000001,1480.8936759999999,1111.9935660000001,991.53862149999998,138.78168249999999,125.014286,115.8640556,117.769907,118.83579829999999,107.71145249999999,112.9118843,85.195850710000002,64.750380789999994,32897.20235,27549.81105,24904.929980000001,26132.91015,26987.219720000001,24007.599610000001,31928.918949999999]
["F24037PL0_6110_0000","24037","ST MARYS","Lower Potomac","Potomac River Basin","Stormwater",21.421517130000002,15.07020045,14.53181124,14.52886009,14.813549999999999,14.38737965,0,12.815169300000001,11.670741339999999,3.0786130429999998,2.667772979,2.586937577,2.5863449570000001,2.6799530979999999,2.5491499900000001,0,2.0742835300000002,1.7325141660000001,1414.0399629999999,1159.007996,1085.964005,1085.3869629999999,1145.4399410000001,1064.1770019999999,0]
["F24037PL1_5910_0001","24037","ST MARYS","Lower Potomac","Potomac River Basin","Stormwater",137.59082699999999,114.8270637,106.9602742,108.9695263,107.9291592,100.1262665,89.251117699999995,96.649285180000007,89.775292489999998,14.4849613,13.10661282,12.254188879999999,12.39153194,12.550306320000001,11.527279849999999,9.1859560019999993,9.3604764980000006,7.4313349100000003,6421.2268059999997,5576.5574800000004,5097.0624770000004,5274.8189689999999,5464.0090330000003,4938.8040769999998,4760.8599850000001]
["F24037WL0_5881_0000","24037","ST MARYS","Patuxent","Western Shore of Chesapeake Bay","Stormwater",0,0,0,0,0,0,0,0,0,0,0,0,0,0,0,0,0,0,0,0,0,0,0,0,0]
["F24037XL0_4955_0000","24037","ST MARYS","Patuxent","Patuxent River Basin","Stormwater",10513.16987,8129.8584879999999,7617.6402600000001,7757.5290530000002,7724.9760740000002,7201.4099120000001,6538.0739750000002,6594.9560579999998,5913.1665899999998,1118.6542930000001,911.16151430000002,860.28350880000005,869.75039679999998,888.13330080000003,819.66448969999999,702.65609740000002,656.1312173,520.02968959999998,390356.28360000002,270434.99410000001,249448.4607,256074.24220000001,267727.55469999998,242708.6758,240048.97260000001]
["F24037XL0_4956_0000","24037","ST MARYS","Patuxent","Patuxent River Basin","Stormwater",20842.48287,16668.710719999999,15552.14919,15845.2456,15740.41894,14597.579830000001,13189.545410000001,13425.92823,12008.4476,2059.3528460000002,1710.2045519999999,1603.7128720000001,1621.8463750000001,1648.497803,1514.3980100000001,1246.752686,1206.8875230000001,942.33729040000003,534461.59290000005,388530.20510000002,356205.14559999999,367718.49219999998,382635.89850000001,345617.09379999997,339586.13290000003]
["F24039EL0_5890_0000","24039","SOMERSET","Lower Eastern Shore","Eastern Shore of Chesapeake Bay","Stormwater",1.2392050029999999,1.076377988,1.0610469579999999,1.0631090400000001,1.076485991,1.0582159760000001,0,0.87895768200000002,0.75756483100000005,0.111769497,0.10371380299999999,0.103171296,0.103290796,0.10562729799999999,0.102799498,0,7.6173647999999997E-2,5.8175216000000002E-2,12.94571972,11.85494995,11.75687027,11.77696991,12.15729046,11.71024036,0]
["F24039EL0_5894_0000","24039","SOMERSET","Lower Eastern Shore","Eastern Shore of Chesapeake Bay","Stormwater",1.635756969,2.5957698819999999,2.5633471010000002,2.4723010059999999,2.5020871160000002,2.441260099,26.913249969999999,1.9772943140000001,1.586592456,7.9103551999999994E-2,0.127380997,0.125570193,0.119539402,0.122323401,0.118555799,1.9464803939999999,7.9023231999999999E-2,4.7991923999999998E-2,21.771610259999999,34.250919340000003,33.556350709999997,33.859600069999999,34.587928769999998,33.050048830000001,1313.437805]
["F24039EL0_6011_0000","24039","SOMERSET","Lower Eastern Shore","Eastern Shore of Chesapeake Bay","Stormwater",13.36928284,12.09282196,11.93422925,11.618973260000001,11.747477050000001,11.5566411,11.743366719999999,9.4957639230000002,7.8701203690000003,0.85389627400000001,0.79699828500000003,0.78939559199999998,0.76907151900000004,0.783578098,0.76686531300000005,0.68349760800000003,0.54186347899999998,0.37684206999999997,359.39731219999999,329.28837390000001,325.58865930000002,325.66390990000002,332.73780060000001,323.41219330000001,322.95318600000002]
["F24041EM0_4874_0000","24041","TALBOT","Choptank","Eastern Shore of Chesapeake Bay","Stormwater",37.937480090000001,77.708553080000002,74.868015349999993,73.249381060000005,74.399641029999998,72.593778610000001,76.593700409999997,59.263265259999997,48.860098530000002,2.5421227370000001,4.2617387620000002,4.0697775109999998,3.97202301,4.1041190619999997,3.9533479210000002,3.7104159600000002,2.7772123579999999,1.9155022559999999,1360.294521,1286.716846,1167.6914099999999,1173.8616939999999,1248.180298,1176.773987,1396.9913939999999]
["F24041EU0_4550_0000","24041","TALBOT","Upper Eastern Shore","Eastern Shore of Chesapeake Bay","Stormwater",1.79526019,1.5171524279999999,1.462492586,1.427157998,1.4360259769999999,1.4130209680000001,1.5742499830000001,1.1292094210000001,0.90702064400000004,7.9143859999999996E-2,6.9696144000000002E-2,6.6295257999999996E-2,6.4217299000000005E-2,6.5139702999999993E-2,6.3799999999999996E-2,5.3738388999999998E-2,4.303804E-2,2.7533228E-2,26.151639939999999,21.341440200000001,19.128509520000001,19.420110699999999,20.071779249999999,19.46801949,21.400840760000001]
["F24043PM7_4150_4290","24043","WASHINGTON","Upper Potomac","Potomac River Basin","Stormwater",84.032794949999996,60.172462459999998,58.330183980000001,58.336841579999998,58.359481809999998,58.386821750000003,0,52.961259320000003,49.381976209999998,4.4994688930000004,3.9970495100000001,3.9033222200000002,3.9036870000000001,3.9063620569999999,3.909931898,0,3.4224352410000001,3.101843922,3493.9298060000001,3042.5387879999998,2902.9168399999999,2903.3520509999998,2905.9250489999999,2917.4470209999999,0]
["F24043PU0_3000_3090","24043","WASHINGTON","Upper Potomac","Potomac River Basin","Stormwater",93.391649369999996,76.780851369999993,74.957294579999996,73.026330950000002,72.885740279999993,73.239080430000001,70.158369059999998,69.639902730000003,66.094974829999998,2.507247939,2.2759424090000002,2.2152887049999999,2.1698834300000001,2.1677012449999999,2.1844375130000002,1.8188180329999999,1.892402438,1.6771449270000001,2747.5510749999999,2437.1024280000001,2310.5980450000002,2310.7048949999999,2306.6549679999998,2331.0427850000001,2116.8658449999998]
["F24043PU0_3601_3602","24043","WASHINGTON","Upper Potomac","Potomac River Basin","Stormwater",3.0696886179999998,2.3462794420000002,2.2831282019999999,2.2630203959999999,2.2771255969999999,2.2616180190000001,0,2.141025913,2.0462910540000001,0.30022406699999998,0.27068882599999999,0.26425392399999997,0.26318327699999999,0.265768381,0.263525807,0,0.23003862799999999,0.20722842999999999,420.96280669999999,370.13503459999998,352.75630189999998,353.78320309999998,358.68962290000002,354.70559689999999,0]
["F24043PU0_3611_3530","24043","WASHINGTON","Upper Potomac","Potomac River Basin","Stormwater",34.335420489999997,24.704275429999999,24.094426630000001,23.550760270000001,23.51083946,23.61905002,25.372849469999998,22.43081712,21.321744110000001,2.9779948479999998,2.1361147260000002,2.0808783270000002,2.0475602739999998,2.0454961059999999,2.0597746969999999,2.0101386909999999,1.786129426,1.5896301580000001,3210.0693099999999,2087.154047,1981.918827,1981.7128600000001,1978.0897210000001,1997.63977,2099.873474]
["F24043PU0_3751_3752","24043","WASHINGTON","Upper Potomac","Potomac River Basin","Stormwater",103.75538830000001,81.823558329999997,79.66228735,78.391588209999995,78.35002136,78.55321884,78.322731020000006,74.464822470000001,70.999845879999995,7.8097435390000003,7.0864970749999996,6.9096636589999996,6.8426458840000004,6.8423641919999998,6.8709458110000003,6.6557013989999998,5.9801254430000004,5.3604332990000003,8721.0077020000008,7698.4162489999999,7324.4046939999998,7324.2598879999996,7320.3831790000004,7373.705078,7492.8760380000003]
["F24043PU1_3030_3440","24043","WASHINGTON","Upper Potomac","Potomac River Basin","Stormwater",0,0,0,0,0,0,0,0,0,0,0,0,0,0,0,0,0,0,0,0,0,0,0,0,0]
["F24043PU1_3100_3690","24043","WASHINGTON","Upper Potomac","Potomac River Basin","Stormwater",31.342847710000001,23.115823630000001,22.408098809999998,22.410570140000001,22.42535019,22.429849619999999,0,21.15479131,20.319252980000002,4.9844339189999998,4.4815404120000002,4.3764518499999996,4.3770608900000001,4.3814911839999997,4.3838629720000002,0,3.8372757810000002,3.4778250690000001,5920,5199.4410399999997,4960.8436279999996,4962.203125,4973.8828130000002,4985.8061520000001,0]
["F24043PU2_3080_3640","24043","WASHINGTON","Upper Potomac","Potomac River Basin","Stormwater",0,0,0,0,0,0,9.7853458520000007,0,0,0,0,0,0,0,0,1.0151068809999999,0,0,0,0,0,0,0,0,1237.4930529999999]
["F24043PU2_3090_4050","24043","WASHINGTON","Upper Potomac","Potomac River Basin","Stormwater",286.23186449999997,234.78271820000001,227.89018780000001,226.848772,226.98506549999999,227.12909880000001,748.40762329999995,209.84332979999999,197.8120911,9.0966890150000008,8.54528584,8.3385884160000003,8.3191962539999995,8.3283917899999995,8.337711573,15.862952229999999,7.2944003720000001,6.598275009,15144.882460000001,13896.51498,13250.64611,13250.904759999999,13282.47055,13322.005649999999,24776.25879]
["F24043PU2_4050_4180","24043","WASHINGTON","Upper Potomac","Potomac River Basin","Stormwater",80.371513370000002,61.946886419999998,60.120482809999999,59.838035589999997,59.804924489999998,59.938570499999997,145.1037293,54.623644970000001,50.959086409999998,4.7069175850000002,3.9254653159999999,3.8320603219999998,3.8228158200000002,3.8204164949999999,3.832595601,6.0022481680000004,3.3503924230000002,3.0292804900000001,6334.8800940000001,4758.8917090000004,4537.7683100000004,4536.0623779999996,4531.1965030000001,4562.4282990000002,7137.4888920000003]
["F24043PU3_3390_3730","24043","WASHINGTON","Upper Potomac","Potomac River Basin","Stormwater",188.7196002,156.54376600000001,152.7412071,149.07384110000001,148.95773320000001,149.49287799999999,152.6643028,140.98718679999999,133.15117319999999,9.2482687830000003,8.31595993,8.098200083,7.9541971690000004,7.9491710659999999,8.0042109490000009,7.4030580520000004,6.9326545490000004,6.1556241930000004,7749.3640750000004,6655.5118400000001,6315.5939939999998,6315.0440680000002,6303.9881590000005,6368.1008300000003,6402.5289309999998]
["F24043PU6_3440_3590","24043","WASHINGTON","Upper Potomac","Potomac River Basin","Stormwater",0,0,0,0,0,0,20.25994682,0,0,0,0,0,0,0,0,0.80489310700000005,0,0,0,0,0,0,0,0,894.28698729999996]
["F24043PU6_3530_3440","24043","WASHINGTON","Upper Potomac","Potomac River Basin","Stormwater",108.4580517,90.788796899999994,88.596648689999995,86.431758880000004,86.285633090000005,86.64551926,97.148349760000002,82.052031769999999,77.688953819999995,5.1001134800000001,4.8768899000000001,4.7482588740000002,4.6603890659999996,4.6555910110000003,4.6895569559999997,4.8056790830000002,4.0594974050000001,3.600323092,6475.707566,6053.4007259999998,5742.1036679999997,5743.9271239999998,5732.5429690000001,5791.2989500000003,6492.3057859999999]
["F24043PU6_3590_3640","24043","WASHINGTON","Upper Potomac","Potomac River Basin","Stormwater",31.752431959999999,19.884315959999999,19.293856269999999,19.231370810000001,19.225102669999998,19.255652189999999,0,18.046616239999999,17.215122879999999,2.3593530509999998,1.63148158,1.592773419,1.5908013089999999,1.590644393,1.59366477,0,1.3933578820000001,1.2604141900000001,4466.0416500000001,3101.7778090000002,2958.013672,2960.7557830000001,2960.0601120000001,2974.1534499999998,0]
["F24043PU6_3600_3602","24043","WASHINGTON","Upper Potomac","Potomac River Basin","Stormwater",306.09256649999998,229.6531229,222.9028874,225.83581090000001,231.24714230000001,228.35774230000001,0,209.80170910000001,201.06759030000001,19.75308901,17.782038100000001,17.358649880000002,17.84490293,18.47444797,18.045686369999999,0,15.47565425,14.22032383,20740.32547,18224.489519999999,17377.055380000002,18031.85614,18813.17481,18298.592659999998,0]
["F24043PU6_3602_3730","24043","WASHINGTON","Upper Potomac","Potomac River Basin","Stormwater",223.0976162,209.86341709999999,205.03265759999999,222.03361319999999,229.903267,230.44245910000001,118.21024319999999,199.29686709999999,195.47300680000001,10.00758678,8.7122608419999992,8.4746382239999996,11.115767719999999,11.87235093,11.879219770000001,4.8983820680000001,8.820419588,9.0509404979999992,13456.757750000001,9787.4013660000001,9264.0524910000004,14738.33691,16093.39307,15982.76489,6233.4122319999997]
["F24043PU6_3610_3530","24043","WASHINGTON","Upper Potomac","Potomac River Basin","Stormwater",297.589539,240.38467729999999,234.44909440000001,229.16582489999999,228.77023310000001,229.7822266,396.70739750000001,218.2676859,207.4800802,16.324080779999999,14.86012489,14.475001260000001,14.242497439999999,14.230198379999999,14.32596541,23.94891024,12.421685889999999,11.05280898,22851.46387,20202.763289999999,19182.47262,19180.295409999999,19150.646489999999,19335.89502,34967.608399999997]
["F24043PU6_3640_3600","24043","WASHINGTON","Upper Potomac","Potomac River Basin","Stormwater",15.45317638,16.317679999999999,15.88757479,15.66755962,15.80197764,15.921857360000001,211.90309149999999,14.719580629999999,13.94091785,0.84294590400000002,1.0469627749999999,1.0209690600000001,1.0128682849999999,1.0189960300000001,1.023081079,9.2675359250000007,0.88396674399999997,0.79263186600000002,920.84217839999997,1119.0181700000001,1064.818951,1067.2236330000001,1074.2538,1078.038284,10087.19116]
["F24043PU6_3690_3610","24043","WASHINGTON","Upper Potomac","Potomac River Basin","Stormwater",13.14670372,9.6958904260000001,9.3990364080000006,9.3985223770000008,9.4273500440000007,9.4081602100000001,45.454799649999998,8.8733412890000007,8.5228778770000009,1.077716232,0.96898162399999999,0.94625961800000002,0.946494222,0.95110809799999996,0.94786232699999995,4.5800161360000002,0.82968122099999997,0.75196228899999995,1083.0770259999999,951.24261479999996,907.59082039999998,908.28289789999997,914.52862549999998,912.14947510000002,4425.5]
["F24043PU6_3730_3750","24043","WASHINGTON","Upper Potomac","Potomac River Basin","Stormwater",668.88574219999998,587.31318380000005,573.35357850000003,602.29358669999999,607.81215280000004,619.64366150000001,477.40139770000002,544.27775050000002,524.89386509999997,30.50537783,25.600167689999999,24.91885388,29.686215399999998,29.961678979999999,31.151560790000001,19.470030789999999,24.282616579999999,23.858458379999998,31220.866030000001,24229.691040000002,22970.300230000001,29287.865239999999,29553.80371,30923.4414,20262.926759999998]
["F24043PU6_3750_3752","24043","WASHINGTON","Upper Potomac","Potomac River Basin","Stormwater",85.351250649999997,67.092309,65.336710929999995,64.287792210000006,64.389270789999998,64.365278250000003,0,59.3137428,55.298430719999999,3.9299000199999998,3.553794533,3.4644981019999999,3.4298487899999999,3.441967547,3.4427660709999999,0,2.9945873980000002,2.6813135950000002,4318.4358220000004,3801.7090149999999,3615.8584599999999,3618.7161860000001,3635.8040780000001,3640.9917599999999,0]
["F24043PU6_3752_4080","24043","WASHINGTON","Upper Potomac","Potomac River Basin","Stormwater",730.58245939999995,726.18231949999995,708.39601900000002,706.71694079999997,763.93608099999994,725.62725060000002,543.00860599999999,643.25754319999999,599.83189259999995,30.35194993,31.520490410000001,30.698536870000002,31.77593577,37.469151500000002,32.718200080000003,23.579426770000001,27.216958829999999,24.895906799999999,39407.091189999999,38865.63379,36890.450689999998,39299.572749999999,47852.042000000001,40547.46387,31427.364750000001]
["F24043PU6_4080_4180","24043","WASHINGTON","Upper Potomac","Potomac River Basin","Stormwater",479.5227471,409.83750149999997,399.05858610000001,412.70042999999998,421.9449864,421.54363819999998,383.53730769999999,369.08471079999998,349.10212730000001,23.253034240000002,20.233617540000001,19.727636100000002,21.652462719999999,22.411874539999999,22.282136909999998,22.738527300000001,18.27801427,17.31159972,30872.85498,22628.092410000001,21526.404180000001,26228.812989999999,27725.20923,27333.723880000001,26574.461670000001]
["F24043PU6_4180_4150","24043","WASHINGTON","Upper Potomac","Potomac River Basin","Stormwater",420.13782409999999,242.89491910000001,235.57106089999999,235.16557789999999,235.67435459999999,235.73875520000001,0,213.98102170000001,199.58766220000001,27.234707780000001,15.880814190000001,15.50654112,15.493635149999999,15.53140524,15.531101919999999,0,13.58173461,12.29853028,41227.11793,19330.707470000001,18439.648969999998,18439.121719999999,18495.598040000001,18541.500599999999,0]
["F24045EL0_5760_0000","24045","WICOMICO","Lower Eastern Shore","Eastern Shore of Chesapeake Bay","Stormwater",100.99517350000001,90.491619099999994,87.319789880000002,86.430038460000006,86.830348959999995,93.859587899999994,93.138998520000001,72.622792559999994,62.824794349999998,6.7655425659999997,6.1169741760000003,5.899096847,5.84435606,5.9087481500000001,6.3454273490000004,5.8704301719999998,4.345847053,3.310347191,1826.6779100000001,1551.3082770000001,1452.281731,1459.70958,1483.055938,1582.2100009999999,1573.0844360000001]
["F24510WM0_3650_0001","24510","BALTIMORE CITY","Patapsco/Back","Western Shore of Chesapeake Bay","Stormwater",40.705156799999997,29.480031489999998,28.521865129999998,28.322724109999999,27.51839185,27.53622365,27.711026189999998,25.060210210000001,22.752440270000001,3.0737769749999999,2.8163267969999999,2.7543680149999998,2.7450711659999998,2.629746586,2.6320643430000001,2.6141421939999998,2.0167644500000002,1.52502874,12394.20163,11662.90048,11235.26361,11235.07473,10283.98857,10309.867480000001,10365.202450000001]
["F24510WM0_3960_0000","24510","BALTIMORE CITY","Patapsco/Back","Western Shore of Chesapeake Bay","Stormwater",532.30987549999998,419.56790160000003,409.83049010000002,396.30130009999999,389.41679379999999,389.91040040000001,405.97099300000002,316.32761549999998,253.99236579999999,39.497749319999997,36.75454903,35.976000790000001,35.143789290000001,33.960439690000001,34.030849449999998,32.955792430000002,25.118067199999999,17.879444809999999,12277.28858,11597.808720000001,11168.465330000001,11168.311519999999,10242.53296,10262.282349999999,10588.97522]
["F24510WM0_3961_0000","24510","BALTIMORE CITY","Patapsco/Back","Western Shore of Chesapeake Bay","Stormwater",95.634233469999998,71.310911180000005,69.223300940000001,68.112920759999994,66.406379700000002,66.490680699999999,66.821989060000007,54.67936143,44.983401749999999,8.736376345,8.0703014730000007,7.8963175420000002,7.8281376959999998,7.5162596099999996,7.5244708060000001,7.3692209130000004,5.6729168489999999,4.1906497209999998,4459.82521,4197.2384190000002,4042.9862979999998,4043.302612,3706.1215050000001,3711.0954750000001,3729.9532469999999]
["F24510WM1_3910_0001","24510","BALTIMORE CITY","Patapsco/Back","Western Shore of Chesapeake Bay","Stormwater",80.733907700000003,60.190280909999998,58.448617939999998,57.461470599999998,56.117388730000002,56.117851260000002,57.25706864,48.70619568,42.211247499999999,3.7615776059999999,3.4500686520000001,3.3748664850000001,3.3437066369999999,3.2152860169999999,3.2153804300000002,3.1897701619999999,2.4856134179999998,1.8927780400000001,7812.4327700000003,7347.6344300000001,7077.610138,7077.8077080000003,6492.6813959999999,6496.8963009999998,6633.3827209999999]

{"sheet":"UnusedAgPracticeCostsMDE","index":7,"n_rows":84,"n_cols":24,"rows_kept":84,"cut":false,"hidden":true,"merged":[]}
[null,"Appendix E"]
[]
[null,"BMPs used in Optimization",null,null,null,null,null,null,null,null,null,null,null,null,null,null,null,null,null,null,"Reduction Efficiency",null,null,"BMP Cost"]
[null,null,null,null,null,null,null,null,null,null,null,null,null,null,null,null,null,null,null,null,"N","P","TSS","$/ac"]
[1,"Animal","Waste","Management","-","Livestock","Animal","Feeding","Operations",null,null,null,null,null,null,null,"Animal Feeding Operations",null,null,null,1,1,0,66000]
[2,"Animal","Waste","Management","-","Poultry","Animal","Feeding","Operations",null,null,null,null,null,null,null,"Animal Feeding Operations",null,null,null,1,1,0,27700]
[3,"Barnyard","Runoff","Control","Animal","Feeding","Operations",null,null,null,null,null,null,null,null,null,"Animal Feeding Operations",null,null,null,1,1,1,7340]
[4,"Conservation","Plans","Hay","w/","Nutrients",null,null,null,null,null,null,null,null,null,null,"Hay w/Nutrients",null,null,null,0.03,0.05,0.08,280]
[5,"Forest","Buffers","&","Wetland","Restoration","Hay","w/","Nutrients",null,null,null,null,null,null,null,"Hay w/Nutrients",null,null,null,-1,-1,-1,1040]
[6,"Grass","Buffers","Hay","w/","Nutrients",null,null,null,null,null,null,null,null,null,null,"Hay w/Nutrients",null,null,null,-1,-1,-1,146]
[7,"Conservation","Plans","Hay","w/o","Nutrients",null,null,null,null,null,null,null,null,null,null,"Hay w/o Nutrients",null,null,null,0.03,0.05,0.08,280]
[8,"Forest","Buffers","&","Wetland","Restoration","Hay","w/o","Nutrients",null,null,null,null,null,null,null,"Hay w/o Nutrients",null,null,null,-1,-1,-1,1040]
[9,"Grass","Buffers","Hay","w/o","Nutrients",null,null,null,null,null,null,null,null,null,null,"Hay w/o Nutrients",null,null,null,-1,-1,-1,146]
[10,"Conservation","Plans","Hi","Till","w/","Manure",null,null,null,null,null,null,null,null,null,"Hi Till w/Manure",null,null,null,0.08,0.15,0.25,280]
[11,"Cover","Crops","(Early)","Hi","Till","w/","Manure",null,null,null,null,null,null,null,null,"Hi Till w/Manure",null,null,null,0.45,0.15,0.2,40]
[12,"Cover","Crops","(Late)","Hi","Till","w/","Manure",null,null,null,null,null,null,null,null,"Hi Till w/Manure",null,null,null,0.3,7.0000000000000007E-2,0.1,40]
[13,"Forest","Buffers","&","Wetland","Restoration","Hi","Till","w/","Manure",null,null,null,null,null,null,"Hi Till w/Manure",null,null,null,-1,-1,-1,1040]
[14,"Grass","Buffers","Hi","Till","w/","Manure",null,null,null,null,null,null,null,null,null,"Hi Till w/Manure",null,null,null,-1,-1,-1,146]
[15,"Small","Grain","Enhancement","(Early)","Hi","Till","w/","Manure",null,null,null,null,null,null,null,"Hi Till w/Manure",null,null,null,0.25,0,0,20]
[16,"Small","Grain","Enhancement","(Late)","Hi","Till","w/","Manure",null,null,null,null,null,null,null,"Hi Till w/Manure",null,null,null,0.17,0,0,20]
[17,"Conservation","Plans","Hi","Till","w/o","Manure",null,null,null,null,null,null,null,null,null,"Hi Till w/o Manure",null,null,null,0.08,0.15,0.25,280]
[18,"Cover","Crops","(Early)","Hi","Till","w/o","Manure",null,null,null,null,null,null,null,null,"Hi Till w/o Manure",null,null,null,0.45,0.15,0.2,40]
[19,"Cover","Crops","(Late)","Hi","Till","w/o","Manure",null,null,null,null,null,null,null,null,"Hi Till w/o Manure",null,null,null,0.3,7.0000000000000007E-2,0.1,40]
[20,"Forest","Buffers","&","Wetland","Restoration","Hi","Till","w/o","Manure",null,null,null,null,null,null,"Hi Till w/o Manure",null,null,null,-1,-1,-1,1040]
[21,"Grass","Buffers","Hi","Till","w/o","Manure",null,null,null,null,null,null,null,null,null,"Hi Till w/o Manure",null,null,null,-1,-1,-1,146]
[22,"Small","Grain","Enhancement","(Early)","Hi","Till","w/o","Manure",null,null,null,null,null,null,null,"Hi Till w/o Manure",null,null,null,0.25,0,0,20]
[23,"Small","Grain","Enhancement","(Late)","Hi","Till","w/o","Manure",null,null,null,null,null,null,null,"Hi Till w/o Manure",null,null,null,0.17,0,0,20]
[24,"Conservation","Plans","Low","Till","w/","Manure",null,null,null,null,null,null,null,null,null,"Low Till w/ Manure",null,null,null,0.03,0.05,0.08,280]
[25,"Cover","Crops","(Early)","Low","Till","w/","Manure",null,null,null,null,null,null,null,null,"Low Till w/ Manure",null,null,null,0.45,0,0,40]
[26,"Cover","Crops","(Late)","Low","Till","w/","Manure",null,null,null,null,null,null,null,null,"Low Till w/ Manure",null,null,null,0.3,0,0,40]
[27,"Forest","Buffers","&","Wetland","Restoration","Low","Till","w/","Manure",null,null,null,null,null,null,"Low Till w/ Manure",null,null,null,-1,-1,-1,1040]
[28,"Grass","Buffers","Low","Till","w/","Manure",null,null,null,null,null,null,null,null,null,"Low Till w/ Manure",null,null,null,-1,-1,-1,146]
[29,"Small","Grain","Enhancement","(Early)","Low","Till","w/","Manure",null,null,null,null,null,null,null,"Low Till w/ Manure",null,null,null,0.25,0,0,20]
[30,"Small","Grain","Enhancement","(Late)","Low","Till","w/","Manure",null,null,null,null,null,null,null,"Low Till w/ Manure",null,null,null,0.17,0,0,20]
[31,"Conservation","Plans","Low","Till","w/o","Manure",null,null,null,null,null,null,null,null,null,"Low Till w/o Manure",null,null,null,0.03,0.05,0.08,280]
[32,"Cover","Crops","(Early)","Low","Till","w/o","Manure",null,null,null,null,null,null,null,null,"Low Till w/o Manure",null,null,null,0.45,0,0,40]
[33,"Cover","Crops","(Late)","Low","Till","w/o","Manure",null,null,null,null,null,null,null,null,"Low Till w/o Manure",null,null,null,0.3,0,0,40]
[34,"Forest","Buffers","&","Wetland","Restoration","Low","Till","w/o","Manure",null,null,null,null,null,null,"Low Till w/o Manure",null,null,null,-1,-1,-1,1040]
[35,"Grass","Buffers","Low","Till","w/o","Manure",null,null,null,null,null,null,null,null,null,"Low Till w/o Manure",null,null,null,-1,-1,-1,146]
[36,"Small","Grain","Enhancement","(Early)","Low","Till","w/o","Manure",null,null,null,null,null,null,null,"Low Till w/o Manure",null,null,null,0.25,0,0,20]
[37,"Small","Grain","Enhancement","(Late)","Low","Till","w/o","Manure",null,null,null,null,null,null,null,"Low Till w/o Manure",null,null,null,0.17,0,0,20]
[38,"Conservation","Plans","Pasture",null,null,null,null,null,null,null,null,null,null,null,null,"Pasture",null,null,null,0.05,0.1,0.14000000000000001,280]
[39,"Forest","Buffers","&","Wetland","Restoration","Pasture",null,null,null,null,null,null,null,null,null,"Pasture",null,null,null,-1,-1,-1,1040]
[40,"Grass","Buffers","Pasture",null,null,null,null,null,null,null,null,null,null,null,null,"Pasture",null,null,null,-1,-1,-1,146]
[41,"Off","Stream","Watering","w/","Fencing","Pasture",null,null,null,null,null,null,null,null,null,"Pasture",null,null,null,0.6,0.6,0.75,100]
[42,"Off","Stream","Watering","w/","Fencing","&","Rotational","Grazing","Pasture",null,null,null,null,null,null,"Pasture",null,null,null,0.2,0.2,0.4,150]
[43,"Off","Stream","Watering","w/o","Fencing","Pasture",null,null,null,null,null,null,null,null,null,"Pasture",null,null,null,0.3,0.3,0.38,60]
[44,"Precision","Rotational","Grazing","Pasture",null,null,null,null,null,null,null,null,null,null,null,"Pasture",null,null,null,0.25,0.25,0.25,20]
[45,"Off","Stream","Watering","w/","Fencing","Trampled","Pasture",null,null,null,null,null,null,null,null,"Trampled Pasture",null,null,null,0.6,0.6,0.75,100]
[46,"Forest","Buffers","&","Wetland","Restoration","Harvested","Forest",null,null,null,null,null,null,null,null,"Harvested Forest",null,null,null,0.3,0.68,0.68,1040]
[47,"Forest","Harvesting","Practices","Harvested","Forest",null,null,null,null,null,null,null,null,null,null,"Harvested Forest",null,null,null,-1,-1,-1,30]
[48,"Grass","Buffers","Harvested","Forest",null,null,null,null,null,null,null,null,null,null,null,"Harvested Forest",null,null,null,-1,-1,-1,146]
[49,"Dry","Detention","Ponds","w/","Hydrodynamics","Low","Intensity","Impervious",null,null,null,null,null,null,null,"Low Intensity Impervious",null,null,null,4.4999999999999998E-2,0.09,0.09,3675]
[50,"Dry","Extended","Detention","Ponds","Low","Intensity","Impervious",null,null,null,null,null,null,null,null,"Low Intensity Impervious",null,null,null,0.27,0.18,0.54,3675]
[51,"Erosion","&","Sediment","Control","Low","Intensity","Impervious",null,null,null,null,null,null,null,null,"Low Intensity Impervious",null,null,null,0.29699999999999999,0.5,0.5,5800]
[52,"Filtration","Low","Intensity","Impervious",null,null,null,null,null,null,null,null,null,null,null,"Low Intensity Impervious",null,null,null,0.36,0.54,0.76500000000000001,3675]
[53,"Infiltration","Low","Intensity","Impervious",null,null,null,null,null,null,null,null,null,null,null,"Low Intensity Impervious",null,null,null,0.45,0.63,0.81,3675]
[54,"Urban","Forest","Buffers","Low","Intensity","Impervious",null,null,null,null,null,null,null,null,null,"Low Intensity Impervious",null,null,null,0.22500000000000001,0.45,0.45,1200]
[55,"Wet","Ponds","&","Wetlands","Low","Intensity","Impervious",null,null,null,null,null,null,null,null,"Low Intensity Impervious",null,null,null,0.27,0.45,0.72,3675]
[56,"Dry","Detention","Ponds","w","/","Hydrodynamics","Low","Intensity","Pervious",null,null,null,null,null,null,"Low Intensity Pervious",null,null,null,4.4999999999999998E-2,0.09,0.09,3675]
[57,"Dry","Extended","Detention","Ponds","Low","Intensity","Pervious",null,null,null,null,null,null,null,null,"Low Intensity Pervious",null,null,null,0.27,0.18,0.54,3675]
[58,"Erosion","&","Sediment","Control","Low","Intensity","Pervious",null,null,null,null,null,null,null,null,"Low Intensity Pervious",null,null,null,0.29699999999999999,0.5,0.5,5800]
[59,"Filtration","Low","Intensity","Pervious",null,null,null,null,null,null,null,null,null,null,null,"Low Intensity Pervious",null,null,null,0.36,0.54,0.76500000000000001,3675]
[60,"Infiltration","Low","Intensity","Pervious",null,null,null,null,null,null,null,null,null,null,null,"Low Intensity Pervious",null,null,null,0.45,0.63,0.81,3675]
[61,"Urban","Forest","Buffers","Low","Intensity","Pervious",null,null,null,null,null,null,null,null,null,"Low Intensity Pervious",null,null,null,0.22500000000000001,0.45,0.45,1200]
[62,"Urban","Nutrient","Management","Low","Intensity","Pervious",null,null,null,null,null,null,null,null,null,"Low Intensity Pervious",null,null,null,0.153,0.19800000000000001,0,6]
[63,"Wet","Ponds","&","Wetlands","Low","Intensity","Pervious",null,null,null,null,null,null,null,null,"Low Intensity Pervious",null,null,null,0.27,0.45,0.72,3675]
[64,"Dry","Detention","Ponds","w","/","Hydrodynamics","High","Intensity","Impervious",null,null,null,null,null,null,"High Intensity Impervious",null,null,null,4.4999999999999998E-2,0.09,0.09,3675]
[65,"Dry","Extended","Detention","Ponds","High","Intensity","Impervious",null,null,null,null,null,null,null,null,"High Intensity Impervious",null,null,null,0.27,0.18,0.54,3675]
[66,"Erosion","&","Sediment","Control","High","Intensity","Impervious",null,null,null,null,null,null,null,null,"High Intensity Impervious",null,null,null,0.29699999999999999,0.5,0.5,5800]
[67,"Filtration","High","Intensity","Impervious",null,null,null,null,null,null,null,null,null,null,null,"High Intensity Impervious",null,null,null,0.36,0.54,0.76500000000000001,3675]
[68,"Infiltration","High","Intensity","Impervious",null,null,null,null,null,null,null,null,null,null,null,"High Intensity Impervious",null,null,null,0.45,0.63,0.81,3675]
[69,"Urban","Forest","Buffers","High","Intensity","Impervious",null,null,null,null,null,null,null,null,null,"High Intensity Impervious",null,null,null,0.22500000000000001,0.45,0.45,1200]
[70,"Wet","Ponds","&","Wetlands","High","Intensity","Impervious",null,null,null,null,null,null,null,null,"High Intensity Impervious",null,null,null,0.27,0.45,0.72,3675]
[71,"Dry","Detention","Ponds","w","/","Hydrodynamics","High","Intensity","Pervious",null,null,null,null,null,null,"High Intensity Pervious",null,null,null,4.4999999999999998E-2,0.09,0.09,3675]
[72,"Dry","Extended","Detention","Ponds","High","Intensity","Pervious",null,null,null,null,null,null,null,null,"High Intensity Pervious",null,null,null,0.27,0.18,0.54,3675]
[73,"Erosion","&","Sediment","Control","High","Intensity","Pervious",null,null,null,null,null,null,null,null,"High Intensity Pervious",null,null,null,0.29699999999999999,0.5,0.5,5800]
[74,"Filtration","High","Intensity","Pervious",null,null,null,null,null,null,null,null,null,null,null,"High Intensity Pervious",null,null,null,0.36,0.54,0.76500000000000001,3675]
[75,"Infiltration","High","Intensity","Pervious",null,null,null,null,null,null,null,null,null,null,null,"High Intensity Pervious",null,null,null,0.45,0.63,0.81,3675]
[76,"Urban","Forest","Buffers","High","Intensity","Pervious",null,null,null,null,null,null,null,null,null,"High Intensity Pervious",null,null,null,0.22500000000000001,0.45,0.45,1200]
[77,"Urban","Nutrient","Management","High","Intensity","Pervious",null,null,null,null,null,null,null,null,null,"High Intensity Pervious",null,null,null,0.153,0.19800000000000001,0,6]
[78,"Wet","Ponds","&","Wetlands","High","Intensity","Pervious",null,null,null,null,null,null,null,null,"High Intensity Pervious",null,null,null,0.27,0.45,0.72,3675]
[null,"Note: An efficiency of \"-1\" denotes a buffer efficiency determined by physiographic region"]
[null,"Source: Maryland Department of Natural Resources"]

{"sheet":"CountyLoads","index":8,"n_rows":4152,"n_cols":349,"rows_kept":4152,"cut":false,"hidden":true,"merged":[]}
["Selected County",{"$f":"'Scenario Setup'!K8","v":1},{"$f":"'Scenario Setup'!D8","v":"Allegany County"},null,null,null,null,null,null,null,null,null,null,null,"Allegany County",null,null,null,null,null,null,null,null,null,null,null,null,null,"Anne Arundel County",null,null,null,null,null,null,null,null,null,null,null,null,null,"Baltimore City",null,null,null,null,null,null,null,null,null,null,null,null,null,"Baltimore County",null,null,null,null,null,null,null,null,null,null,null,null,null,"Calvert County",null,null,null,null,null,null,null,null,null,null,null,null,null,"Caroline County",null,null,null,null,null,null,null,null,null,null,null,null,null,"Carroll County",null,null,null,null,null,null,null,null,null,null,null,null,null,"Cecil County",null,null,null,null,null,null,null,null,null,null,null,null,null,"Charles County",null,null,null,null,null,null,null,null,null,null,null,null,null,"Dorchester County",null,null,null,null,null,null,null,null,null,null,null,null,null,"Frederick County",null,null,null,null,null,null,null,null,null,null,null,null,null,"Garrett County",null,null,null,null,null,null,null,null,null,null,null,null,null,"Harford County",null,null,null,null,null,null,null,null,null,null,null,null,null,"Howard County",null,null,null,null,null,null,null,null,null,null,null,null,null,"Kent County",null,null,null,null,null,null,null,null,null,null,null,null,null,"Montgomery County",null,null,null,null,null,null,null,null,null,null,null,null,null,"Prince George's County",null,null,null,null,null,null,null,null,null,null,null,null,null,"Queen Anne's County",null,null,null,null,null,null,null,null,null,null,null,null,null,"Somerset County",null,null,null,null,null,null,null,null,null,null,null,null,null,"St. Mary's County",null,null,null,null,null,null,null,null,null,null,null,null,null,"Talbot County",null,null,null,null,null,null,null,null,null,null,null,null,null,"Washington County",null,null,null,null,null,null,null,null,null,null,null,null,null,"Wicomico County",null,null,null,null,null,null,null,null,null,null,null,null,null,"Worcester County"]
["Sector","Landuse","PreBMPAcres","PostBMPAcres","Lbs Nitrogen-Edge of Stream","Lbs Nitrogen-Delivered","Lbs Phosphorus-Edge of Stream","Lbs Phosphorus-Delivered","Lbs Sediment-Edge of Stream","Lbs Sediment-Delivered","TN lbs/ac","TP lbs/ac","TSS lbs/ac",null,"Sector","Landuse","PreBMPAcres","PostBMPAcres","Lbs Nitrogen-Edge of Stream","Lbs Nitrogen-Delivered","Lbs Phosphorus-Edge of Stream","Lbs Phosphorus-Delivered","Lbs Sediment-Edge of Stream","Lbs Sediment-Delivered","TN lbs/ac","TP lbs/ac","TSS lbs/ac",null,"Sector","Landuse","PreBMPAcres","PostBMPAcres","Lbs Nitrogen-Edge of Stream","Lbs Nitrogen-Delivered","Lbs Phosphorus-Edge of Stream","Lbs Phosphorus-Delivered","Lbs Sediment-Edge of Stream","Lbs Sediment-Delivered","TN lbs/ac","TP lbs/ac","TSS lbs/ac",null,"Sector","Landuse","PreBMPAcres","PostBMPAcres","Lbs Nitrogen-Edge of Stream","Lbs Nitrogen-Delivered","Lbs Phosphorus-Edge of Stream","Lbs Phosphorus-Delivered","Lbs Sediment-Edge of Stream","Lbs Sediment-Delivered","TN lbs/ac","TP lbs/ac","TSS lbs/ac",null,"Sector","Landuse","PreBMPAcres","PostBMPAcres","Lbs Nitrogen-Edge of Stream","Lbs Nitrogen-Delivered","Lbs Phosphorus-Edge of Stream","Lbs Phosphorus-Delivered","Lbs Sediment-Edge of Stream","Lbs Sediment-Delivered","TN lbs/ac","TP lbs/ac","TSS lbs/ac",null,"Sector","Landuse","PreBMPAcres","PostBMPAcres","Lbs Nitrogen-Edge of Stream","Lbs Nitrogen-Delivered","Lbs Phosphorus-Edge of Stream","Lbs Phosphorus-Delivered","Lbs Sediment-Edge of Stream","Lbs Sediment-Delivered","TN lbs/ac","TP lbs/ac","TSS lbs/ac",null,"Sector","Landuse","PreBMPAcres","PostBMPAcres","Lbs Nitrogen-Edge of Stream","Lbs Nitrogen-Delivered","Lbs Phosphorus-Edge of Stream","Lbs Phosphorus-Delivered","Lbs Sediment-Edge of Stream","Lbs Sediment-Delivered","TN lbs/ac","TP lbs/ac","TSS lbs/ac",null,"Sector","Landuse","PreBMPAcres","PostBMPAcres","Lbs Nitrogen-Edge of Stream","Lbs Nitrogen-Delivered","Lbs Phosphorus-Edge of Stream","Lbs Phosphorus-Delivered","Lbs Sediment-Edge of Stream","Lbs Sediment-Delivered","TN lbs/ac","TP lbs/ac","TSS lbs/ac",null,"Sector","Landuse","PreBMPAcres","PostBMPAcres","Lbs Nitrogen-Edge of Stream","Lbs Nitrogen-Delivered","Lbs Phosphorus-Edge of Stream","Lbs Phosphorus-Delivered","Lbs Sediment-Edge of Stream","Lbs Sediment-Delivered","TN lbs/ac","TP lbs/ac","TSS lbs/ac",null,"Sector","Landuse","PreBMPAcres","PostBMPAcres","Lbs Nitrogen-Edge of Stream","Lbs Nitrogen-Delivered","Lbs Phosphorus-Edge of Stream","Lbs Phosphorus-Delivered","Lbs Sediment-Edge of Stream","Lbs Sediment-Delivered","TN lbs/ac","TP lbs/ac","TSS lbs/ac",null,"Sector","Landuse","PreBMPAcres","PostBMPAcres","Lbs Nitrogen-Edge of Stream","Lbs Nitrogen-Delivered","Lbs Phosphorus-Edge of Stream","Lbs Phosphorus-Delivered","Lbs Sediment-Edge of Stream","Lbs Sediment-Delivered","TN lbs/ac","TP lbs/ac","TSS lbs/ac",null,"Sector","Landuse","PreBMPAcres","PostBMPAcres","Lbs Nitrogen-Edge of Stream","Lbs Nitrogen-Delivered","Lbs Phosphorus-Edge of Stream","Lbs Phosphorus-Delivered","Lbs Sediment-Edge of Stream","Lbs Sediment-Delivered","TN lbs/ac","TP lbs/ac","TSS lbs/ac",null,"Sector","Landuse","PreBMPAcres","PostBMPAcres","Lbs Nitrogen-Edge of Stream","Lbs Nitrogen-Delivered","Lbs Phosphorus-Edge of Stream","Lbs Phosphorus-Delivered","Lbs Sediment-Edge of Stream","Lbs Sediment-Delivered","TN lbs/ac","TP lbs/ac","TSS lbs/ac",null,"Sector","Landuse","PreBMPAcres","PostBMPAcres","Lbs Nitrogen-Edge of Stream","Lbs Nitrogen-Delivered","Lbs Phosphorus-Edge of Stream","Lbs Phosphorus-Delivered","Lbs Sediment-Edge of Stream","Lbs Sediment-Delivered","TN lbs/ac","TP lbs/ac","TSS lbs/ac",null,"Sector","Landuse","PreBMPAcres","PostBMPAcres","Lbs Nitrogen-Edge of Stream","Lbs Nitrogen-Delivered","Lbs Phosphorus-Edge of Stream","Lbs Phosphorus-Delivered","Lbs Sediment-Edge of Stream","Lbs Sediment-Delivered","TN lbs/ac","TP lbs/ac","TSS lbs/ac",null,"Sector","Landuse","PreBMPAcres","PostBMPAcres","Lbs Nitrogen-Edge of Stream","Lbs Nitrogen-Delivered","Lbs Phosphorus-Edge of Stream","Lbs Phosphorus-Delivered","Lbs Sediment-Edge of Stream","Lbs Sediment-Delivered","TN lbs/ac","TP lbs/ac","TSS lbs/ac",null,"Sector","Landuse","PreBMPAcres","PostBMPAcres","Lbs Nitrogen-Edge of Stream","Lbs Nitrogen-Delivered","Lbs Phosphorus-Edge of Stream","Lbs Phosphorus-Delivered","Lbs Sediment-Edge of Stream","Lbs Sediment-Delivered","TN lbs/ac","TP lbs/ac","TSS lbs/ac",null,"Sector","Landuse","PreBMPAcres","PostBMPAcres","Lbs Nitrogen-Edge of Stream","Lbs Nitrogen-Delivered","Lbs Phosphorus-Edge of Stream","Lbs Phosphorus-Delivered","Lbs Sediment-Edge of Stream","Lbs Sediment-Delivered","TN lbs/ac","TP lbs/ac","TSS lbs/ac",null,"Sector","Landuse","PreBMPAcres","PostBMPAcres","Lbs Nitrogen-Edge of Stream","Lbs Nitrogen-Delivered","Lbs Phosphorus-Edge of Stream","Lbs Phosphorus-Delivered","Lbs Sediment-Edge of Stream","Lbs Sediment-Delivered","TN lbs/ac","TP lbs/ac","TSS lbs/ac",null,"Sector","Landuse","PreBMPAcres","PostBMPAcres","Lbs Nitrogen-Edge of Stream","Lbs Nitrogen-Delivered","Lbs Phosphorus-Edge of Stream","Lbs Phosphorus-Delivered","Lbs Sediment-Edge of Stream","Lbs Sediment-Delivered","TN lbs/ac","TP lbs/ac","TSS lbs/ac",null,"Sector","Landuse","PreBMPAcres","PostBMPAcres","Lbs Nitrogen-Edge of Stream","Lbs Nitrogen-Delivered","Lbs Phosphorus-Edge of Stream","Lbs Phosphorus-Delivered","Lbs Sediment-Edge of Stream","Lbs Sediment-Delivered","TN lbs/ac","TP lbs/ac","TSS lbs/ac",null,"Sector","Landuse","PreBMPAcres","PostBMPAcres","Lbs Nitrogen-Edge of Stream","Lbs Nitrogen-Delivered","Lbs Phosphorus-Edge of Stream","Lbs Phosphorus-Delivered","Lbs Sediment-Edge of Stream","Lbs Sediment-Delivered","TN lbs/ac","TP lbs/ac","TSS lbs/ac",null,"Sector","Landuse","PreBMPAcres","PostBMPAcres","Lbs Nitrogen-Edge of Stream","Lbs Nitrogen-Delivered","Lbs Phosphorus-Edge of Stream","Lbs Phosphorus-Delivered","Lbs Sediment-Edge of Stream","Lbs Sediment-Delivered","TN lbs/ac","TP lbs/ac","TSS lbs/ac",null,"Sector","Landuse","PreBMPAcres","PostBMPAcres","Lbs Nitrogen-Edge of Stream","Lbs Nitrogen-Delivered","Lbs Phosphorus-Edge of Stream","Lbs Phosphorus-Delivered","Lbs Sediment-Edge of Stream","Lbs Sediment-Delivered","TN lbs/ac","TP lbs/ac","TSS lbs/ac",null,"Sector","Landuse","PreBMPAcres","PostBMPAcres","Lbs Nitrogen-Edge of Stream","Lbs Nitrogen-Delivered","Lbs Phosphorus-Edge of Stream","Lbs Phosphorus-Delivered","Lbs Sediment-Edge of Stream","Lbs Sediment-Delivered","TN lbs/ac","TP lbs/ac","TSS lbs/ac"]
[{"$f":"OFFSET(Allegany[[#This Row],[Sector]],0,$B$1*14-14)","v":"Agriculture"},{"$f":"OFFSET(Allegany[[#This Row],[Landuse]],0,$B$1*14-14)","v":"alfalfa"},{"$f":"OFFSET(Allegany[[#This Row],[PreBMPAcres]],0,$B$1*14-14)","v":698},{"$f":"OFFSET(Allegany[[#This Row],[PostBMPAcres]],0,$B$1*14-14)","v":698},{"$f":"OFFSET(Allegany[[#This Row],[Lbs Nitrogen-Edge of Stream]],0,$B$1*14-14)","v":10620.2},{"$f":"OFFSET(Allegany[[#This Row],[Lbs Nitrogen-Delivered]],0,$B$1*14-14)","v":2144.1},{"$f":"OFFSET(Allegany[[#This Row],[Lbs Phosphorus-Edge of Stream]],0,$B$1*14-14)","v":690.5},{"$f":"OFFSET(Allegany[[#This Row],[Lbs Phosphorus-Delivered]],0,$B$1*14-14)","v":323.7},{"$f":"OFFSET(Allegany[[#This Row],[Lbs Sediment-Edge of Stream]],0,$B$1*14-14)","v":317089.5},{"$f":"OFFSET(Allegany[[#This Row],[Lbs Sediment-Delivered]],0,$B$1*14-14)","v":205306.8},{"$f":"OFFSET(Allegany[[#This Row],[TN lbs/ac]],0,$B$1*14-14)","v":3.0717765042979943},{"$f":"OFFSET(Allegany[[#This Row],[TP lbs/ac]],0,$B$1*14-14)","v":0.46375358166189112},{"$f":"OFFSET(Allegany[[#This Row],[TSS lbs/ac]],0,$B$1*14-14)","v":294.13581661891118},null,"Agriculture","alfalfa",698,698,10620.2,2144.1,690.5,323.7,317089.5,205306.8,{"$f":"IFERROR(T3/R3,0)","v":3.0717765042979943},{"$f":"IFERROR(V3/R3,0)","v":0.46375358166189112},{"$f":"IFERROR(X3/R3,0)","v":294.13581661891118},null,"Agriculture","alfalfa",409,409,1977.7,1946,209.6,204.4,78444.600000000006,78331.600000000006,{"$f":"IFERROR(AH3/AF3,0)","v":4.7579462102689485},{"$f":"IFERROR(AJ3/AF3,0)","v":0.4997555012224939},{"$f":"IFERROR(AL3/AF3,0)","v":191.51980440097802},null,"Agriculture","alfalfa",0,0,0,0,0,0,0,0,{"$f":"IFERROR(AV3/AT3,0)","v":0},{"$f":"IFERROR(AX3/AT3,0)","v":0},{"$f":"IFERROR(AZ3/AT3,0)","v":0},null,"Agriculture","alfalfa",1783,1783,18068.8,5858.8,658.2,266.10000000000002,1160154,440580.1,{"$f":"IFERROR(BJ3/BH3,0)","v":3.2859226023555808},{"$f":"IFERROR(BL3/BH3,0)","v":0.14924284913067865},{"$f":"IFERROR(BN3/BH3,0)","v":247.10044868199662},null,"Agriculture","alfalfa",53,53,207.5,206.7,25.8,25.8,24097.8,24040.9,{"$f":"IFERROR(BX3/BV3,0)","v":3.9},{"$f":"IFERROR(BZ3/BV3,0)","v":0.48679245283018868},{"$f":"IFERROR(CB3/BV3,0)","v":453.60188679245283},null,"Agriculture","alfalfa",1465,1465,5723.8,5200.3999999999996,72.900000000000006,68.7,77253.600000000006,87696.8,{"$f":"IFERROR(CL3/CJ3,0)","v":3.5497610921501703},{"$f":"IFERROR(CN3/CJ3,0)","v":4.6894197952218435E-2},{"$f":"IFERROR(CP3/CJ3,0)","v":59.861296928327647},null,"Agriculture","alfalfa",4072.9,4072.9,45797.5,7373,3063.2,934.8,1484859,681304.5,{"$f":"IFERROR(CZ3/CX3,0)","v":1.8102580470917529},{"$f":"IFERROR(DB3/CX3,0)","v":0.22951705173218098},{"$f":"IFERROR(DD3/CX3,0)","v":167.27749269562227},null,"Agriculture","alfalfa",3248.6,3248.6,20360.3,18768.7,1205.8,1145.7,1151887,1190644,{"$f":"IFERROR(DN3/DL3,0)","v":5.7774733731453551},{"$f":"IFERROR(DP3/DL3,0)","v":0.35267499846087547},{"$f":"IFERROR(DR3/DL3,0)","v":366.50988117958508},null,"Agriculture","alfalfa",553,553,1881.7,1646.9,294,276.60000000000002,190492.9,232841.7,{"$f":"IFERROR(EB3/DZ3,0)","v":2.978119349005425},{"$f":"IFERROR(ED3/DZ3,0)","v":0.5001808318264015},{"$f":"IFERROR(EF3/DZ3,0)","v":421.05189873417726},null,"Agriculture","alfalfa",102,102,591.70000000000005,583,326,324.8,5941.7,6140.2,{"$f":"IFERROR(EP3/EN3,0)","v":5.715686274509804},{"$f":"IFERROR(ER3/EN3,0)","v":3.1843137254901963},{"$f":"IFERROR(ET3/EN3,0)","v":60.198039215686272},null,"Agriculture","alfalfa",10258,10258,121895.2,55852,11166.2,5238.3999999999996,9335685,6048528,{"$f":"IFERROR(FD3/FB3,0)","v":5.4447260674595439},{"$f":"IFERROR(FF3/FB3,0)","v":0.51066484694872294},{"$f":"IFERROR(FH3/FB3,0)","v":589.64008578670303},null,"Agriculture","alfalfa",2892,2892,35453.300000000003,1060.5,3010.4,599.4,1174573,244676.5,{"$f":"IFERROR(FR3/FP3,0)","v":0.36670124481327798},{"$f":"IFERROR(FT3/FP3,0)","v":0.20726141078838173},{"$f":"IFERROR(FV3/FP3,0)","v":84.604598893499315},null,"Agriculture","alfalfa",2909,2909,25860.3,18834.099999999999,1317.2,1044.9000000000001,2071404,1762584,{"$f":"IFERROR(GF3/GD3,0)","v":6.4744242007562729},{"$f":"IFERROR(GH3/GD3,0)","v":0.35919559986249572},{"$f":"IFERROR(GJ3/GD3,0)","v":605.9071845995187},null,"Agriculture","alfalfa",540,540,2932.5,923,255.1,88.8,322453.7,193437.3,{"$f":"IFERROR(GT3/GR3,0)","v":1.7092592592592593},{"$f":"IFERROR(GV3/GR3,0)","v":0.16444444444444445},{"$f":"IFERROR(GX3/GR3,0)","v":358.21722222222218},null,"Agriculture","alfalfa",3170,3170,13810.1,13477.5,1105.0999999999999,1090.2,510519.2,526057.9,{"$f":"IFERROR(HH3/HF3,0)","v":4.2515772870662465},{"$f":"IFERROR(HJ3/HF3,0)","v":0.34391167192429023},{"$f":"IFERROR(HL3/HF3,0)","v":165.9488643533123},null,"Agriculture","alfalfa",989,989,11860,6223.3,823.1,334.2,702598.9,401511.5,{"$f":"IFERROR(HV3/HT3,0)","v":6.2925176946410515},{"$f":"IFERROR(HX3/HT3,0)","v":0.33791708796764408},{"$f":"IFERROR(HZ3/HT3,0)","v":405.97724974721939},null,"Agriculture","alfalfa",241,241,1157.5999999999999,1030.5999999999999,143.30000000000001,131.1,140533.9,191670.1,{"$f":"IFERROR(IJ3/IH3,0)","v":4.2763485477178422},{"$f":"IFERROR(IL3/IH3,0)","v":0.54398340248962651},{"$f":"IFERROR(IN3/IH3,0)","v":795.31161825726144},null,"Agriculture","alfalfa",848.9,848.9,3882,3572.8,282.39999999999998,270.2,104690.8,118897.8,{"$f":"IFERROR(IX3/IV3,0)","v":4.2087407232889626},{"$f":"IFERROR(IZ3/IV3,0)","v":0.3182942631640947},{"$f":"IFERROR(JB3/IV3,0)","v":140.06102014371541},null,"Agriculture","alfalfa",282,282,5209.3,4942.1000000000004,3203.1,3108.6,13402.2,14772.1,{"$f":"IFERROR(JL3/JJ3,0)","v":17.52517730496454},{"$f":"IFERROR(JN3/JJ3,0)","v":11.023404255319148},{"$f":"IFERROR(JP3/JJ3,0)","v":52.383333333333333},null,"Agriculture","alfalfa",1098,1098,5144.8,4876.8999999999996,534.6,528,250981.1,378868.5,{"$f":"IFERROR(JZ3/JX3,0)","v":4.4416211293260472},{"$f":"IFERROR(KB3/JX3,0)","v":0.48087431693989069},{"$f":"IFERROR(KD3/JX3,0)","v":345.05327868852459},null,"Agriculture","alfalfa",185,185,651.1,651.1,66,66,11079.4,11079.4,{"$f":"IFERROR(KN3/KL3,0)","v":3.5194594594594597},{"$f":"IFERROR(KP3/KL3,0)","v":0.35675675675675678},{"$f":"IFERROR(KR3/KL3,0)","v":59.888648648648648},null,"Agriculture","alfalfa",9473,9473,121457.5,71178.100000000006,5234.3999999999996,2455.6,10845219,7026545,{"$f":"IFERROR(LB3/KZ3,0)","v":7.5137865512509245},{"$f":"IFERROR(LD3/KZ3,0)","v":0.25922094373482529},{"$f":"IFERROR(LF3/KZ3,0)","v":741.74443154227811},null,"Agriculture","alfalfa",395,395,5439.1,4727.5,1518,1363,19724.099999999999,19880.7,{"$f":"IFERROR(LP3/LN3,0)","v":11.968354430379748},{"$f":"IFERROR(LR3/LN3,0)","v":3.4506329113924052},{"$f":"IFERROR(LT3/LN3,0)","v":50.330886075949365},null,"Agriculture","alfalfa",310.7,310.7,1843.3,1583.7,404.8,354.1,19307.3,19561.8,{"$f":"IFERROR(MD3/MB3,0)","v":5.0971998712584492},{"$f":"IFERROR(MF3/MB3,0)","v":1.1396845831992277},{"$f":"IFERROR(MH3/MB3,0)","v":62.960411972964273}]
[{"$f":"OFFSET(Allegany[[#This Row],[Sector]],0,$B$1*14-14)","v":"Agriculture"},{"$f":"OFFSET(Allegany[[#This Row],[Landuse]],0,$B$1*14-14)","v":"animal feeding operations"},{"$f":"OFFSET(Allegany[[#This Row],[PreBMPAcres]],0,$B$1*14-14)","v":91.9},{"$f":"OFFSET(Allegany[[#This Row],[PostBMPAcres]],0,$B$1*14-14)","v":91.9},{"$f":"OFFSET(Allegany[[#This Row],[Lbs Nitrogen-Edge of Stream]],0,$B$1*14-14)","v":10884.2},{"$f":"OFFSET(Allegany[[#This Row],[Lbs Nitrogen-Delivered]],0,$B$1*14-14)","v":2196.9},{"$f":"OFFSET(Allegany[[#This Row],[Lbs Phosphorus-Edge of Stream]],0,$B$1*14-14)","v":1833.8},{"$f":"OFFSET(Allegany[[#This Row],[Lbs Phosphorus-Delivered]],0,$B$1*14-14)","v":859.7},{"$f":"OFFSET(Allegany[[#This Row],[Lbs Sediment-Edge of Stream]],0,$B$1*14-14)","v":78627.899999999994},{"$f":"OFFSET(Allegany[[#This Row],[Lbs Sediment-Delivered]],0,$B$1*14-14)","v":50908},{"$f":"OFFSET(Allegany[[#This Row],[TN lbs/ac]],0,$B$1*14-14)","v":23.905331882480958},{"$f":"OFFSET(Allegany[[#This Row],[TP lbs/ac]],0,$B$1*14-14)","v":9.3547334058759528},{"$f":"OFFSET(Allegany[[#This Row],[TSS lbs/ac]],0,$B$1*14-14)","v":553.94994559303586},null,"Agriculture","animal feeding operations",91.9,91.9,10884.2,2196.9,1833.8,859.7,78627.899999999994,50908,23.905331882480958,9.3547334058759528,553.94994559303586,null,"Agriculture","animal feeding operations",38.6,38.700000000000003,10701.5,10456.1,1756.4,1700.8,14737.8,14719,270.18346253229976,43.94832041343669,380.33591731266148,null,"Agriculture","animal feeding operations",0,0,0,0,0,0,0,0,0,0,0,null,"Agriculture","animal feeding operations",85.7,85.7,13617,4345.3999999999996,1957.9,785.3,356717.5,135453.20000000001,50.704784130688445,9.1633605600933485,1580.5507584597433,null,"Agriculture","animal feeding operations",41.7,41.8,4053.2,4035.9,679.3,678.2,45464.3,45357,96.552631578947384,16.224880382775122,1085.0956937799044,null,"Agriculture","animal feeding operations",17.899999999999999,17.899999999999999,59313.2,53889.5,9955.2999999999993,9387.4,561.1,637,3010.5865921787713,524.43575418994419,35.58659217877095,null,"Agriculture","animal feeding operations",184.3,184.3,31191.5,5916.3,4961.8999999999996,1781.4,501842.5,230079.9,32.10146500271297,9.6657623440043405,1248.3988062940857,null,"Agriculture","animal feeding operations",99.4,99.4,68143.3,61114.400000000001,11362.1,10635.9,88614.5,91595.199999999997,614.83299798792757,107.00100603621729,921.48088531187113,null,"Agriculture","animal feeding operations",74.3,74.3,6944,6077.5,1223.9000000000001,1151.4000000000001,28199.4,34474.699999999997,81.796769851951552,15.49663526244953,463.99327052489906,null,"Agriculture","animal feeding operations",17,17,175944.3,173364,29778.6,29667.5,1161.3,1200.0999999999999,10197.882352941177,1745.1470588235295,70.594117647058823,null,"Agriculture","animal feeding operations",289.7,289.7,170769.9,78246.600000000006,30141,14140.1,1336926,866185.1,270.09527096996896,48.809458060062134,2989.9382119433899,null,"Agriculture","animal feeding operations",56.9,56.9,18185.5,544,3012.9,599.9,107148.2,22320.3,9.560632688927944,10.543057996485061,392.27240773286468,null,"Agriculture","animal feeding operations",129.80000000000001,129.69999999999999,17139.400000000001,12506.7,2359.8000000000002,1871.9,171255.8,145712.79999999999,96.427910562837326,14.4325366229761,1123.4602929838088,null,"Agriculture","animal feeding operations",49.9,49.9,5925.9,1831.4,918.6,319.60000000000002,513679,308150.90000000002,36.701402805611224,6.4048096192384776,6175.3687374749506,null,"Agriculture","animal feeding operations",17.3,17.3,38280.699999999997,37358.699999999997,6816.8,6724.6,20791.8,21424.9,2159.4624277456646,388.70520231213874,1238.4335260115606,null,"Agriculture","animal feeding operations",55,55,16558.900000000001,9690.2999999999993,2362.1,1026.9000000000001,181111.3,103500.3,176.18727272727273,18.670909090909092,1881.8236363636365,null,"Agriculture","animal feeding operations",34.700000000000003,34.700000000000003,18224.8,16146.3,2998.2,2731.7,87294.7,120307.6,465.31123919308351,78.723342939481256,3467.0778097982707,null,"Agriculture","animal feeding operations",29.9,29.9,79249.8,72938.100000000006,13299.9,12725.3,4395.3,4991.7,2439.4013377926426,425.59531772575252,166.94648829431438,null,"Agriculture","animal feeding operations",7.7,7.7,61117.8,57982.9,10369,10062.9,197.7,217.9,7530.2467532467535,1306.8701298701299,28.2987012987013,null,"Agriculture","animal feeding operations",132.19999999999999,132.19999999999999,11793.7,11179.4,2089.3000000000002,2063.3000000000002,41577.4,62770.2,84.564296520423611,15.607413010590017,474.8124054462935,null,"Agriculture","animal feeding operations",12.9,12.9,26375.5,26375.5,4337.5,4337.5,436.7,436.7,2044.6124031007751,336.24031007751938,33.852713178294572,null,"Agriculture","animal feeding operations",228.6,228.6,196531.20000000001,114974.8,29844.7,14001.1,1077410,698046.7,502.95188101487315,61.247156605424323,3053.5726159230094,null,"Agriculture","animal feeding operations",9.4,9.4,8654.5,7522.1,1334.3,1198,1065.4000000000001,1073.9000000000001,800.22340425531911,127.44680851063829,114.24468085106383,null,"Agriculture","animal feeding operations",0.1,0.1,2982.6,2562.6,507.4,443.9,17.899999999999999,18.100000000000001,25625.999999999996,4438.9999999999991,181]
[{"$f":"OFFSET(Allegany[[#This Row],[Sector]],0,$B$1*14-14)","v":"Agriculture"},{"$f":"OFFSET(Allegany[[#This Row],[Landuse]],0,$B$1*14-14)","v":"concentrated animal feeding operations"},{"$f":"OFFSET(Allegany[[#This Row],[PreBMPAcres]],0,$B$1*14-14)","v":0},{"$f":"OFFSET(Allegany[[#This Row],[PostBMPAcres]],0,$B$1*14-14)","v":0},{"$f":"OFFSET(Allegany[[#This Row],[Lbs Nitrogen-Edge of Stream]],0,$B$1*14-14)","v":0},{"$f":"OFFSET(Allegany[[#This Row],[Lbs Nitrogen-Delivered]],0,$B$1*14-14)","v":0},{"$f":"OFFSET(Allegany[[#This Row],[Lbs Phosphorus-Edge of Stream]],0,$B$1*14-14)","v":0},{"$f":"OFFSET(Allegany[[#This Row],[Lbs Phosphorus-Delivered]],0,$B$1*14-14)","v":0},{"$f":"OFFSET(Allegany[[#This Row],[Lbs Sediment-Edge of Stream]],0,$B$1*14-14)","v":0},{"$f":"OFFSET(Allegany[[#This Row],[Lbs Sediment-Delivered]],0,$B$1*14-14)","v":0},{"$f":"OFFSET(Allegany[[#This Row],[TN lbs/ac]],0,$B$1*14-14)","v":0},{"$f":"OFFSET(Allegany[[#This Row],[TP lbs/ac]],0,$B$1*14-14)","v":0},{"$f":"OFFSET(Allegany[[#This Row],[TSS lbs/ac]],0,$B$1*14-14)","v":0},null,"Agriculture","concentrated animal feeding operations",0,0,0,0,0,0,0,0,0,0,0,null,"Agriculture","concentrated animal feeding operations",0,0,0,0,0,0,0,0,0,0,0,null,"Agriculture","concentrated animal feeding operations",0,0,0,0,0,0,0,0,0,0,0,null,"Agriculture","concentrated animal feeding operations",7.6,7.6,1879.5,599.4,159.19999999999999,63.9,31587.4,11994,78.868421052631575,8.4078947368421062,1578.1578947368421,null,"Agriculture","concentrated animal feeding operations",0,0,0,0,0,0,0,0,0,0,0,null,"Agriculture","concentrated animal feeding operations",51.3,51.3,266417.7,242056.1,45097.9,42525.2,1609.1,1826.6,4718.4424951267056,828.95126705653024,35.606237816764136,null,"Agriculture","concentrated animal feeding operations",49.7,49.7,49973.4,9478.7999999999993,8745.4,3141.8,135269.29999999999,62016.7,190.72032193158952,63.21529175050302,1247.8209255533197,null,"Agriculture","concentrated animal feeding operations",6.8,6.8,5525.1,4955.3,902.3,844.4,6061.5,6265.2,728.72058823529414,124.17647058823529,921.35294117647061,null,"Agriculture","concentrated animal feeding operations",0,0,0,0,0,0,0,0,0,0,0,null,"Agriculture","concentrated animal feeding operations",16.5,16.5,176214.2,173630,29837.8,29726.5,1121.0999999999999,1158.5,10523.030303030304,1801.6060606060605,70.212121212121218,null,"Agriculture","concentrated animal feeding operations",44.6,44.6,18193,8336,1576.3,739.5,205938.1,133425.9,186.90582959641256,16.580717488789237,2991.612107623318,null,"Agriculture","concentrated animal feeding operations",0,0,0,0,0,0,0,0,0,0,0,null,"Agriculture","concentrated animal feeding operations",0,0,0,0,0,0,0,0,0,0,0,null,"Agriculture","concentrated animal feeding operations",0,0,0,0,0,0,0,0,0,0,0,null,"Agriculture","concentrated animal feeding operations",17,17,57171.8,55794.8,9583.2000000000007,9453.5,20427.900000000001,21049.9,3282.0470588235294,556.08823529411768,1238.2294117647059,null,"Agriculture","concentrated animal feeding operations",0,0,0,0,0,0,0,0,0,0,0,null,"Agriculture","concentrated animal feeding operations",0,0,0,0,0,0,0,0,0,0,0,null,"Agriculture","concentrated animal feeding operations",30.3,30.3,152998.39999999999,140813.20000000001,25953.200000000001,24831.8,4457.2,5062,4647.3003300330038,819.53135313531345,167.06270627062705,null,"Agriculture","concentrated animal feeding operations",31,31,306353.7,290639.8,51873.8,50342.400000000001,795.6,876.9,9375.4774193548383,1623.9483870967742,28.287096774193547,null,"Agriculture","concentrated animal feeding operations",0,0,0,0,0,0,0,0,0,0,0,null,"Agriculture","concentrated animal feeding operations",7.6,7.6,33647.800000000003,33647.800000000003,5697.5,5697.5,258.60000000000002,258.60000000000002,4427.3421052631584,749.67105263157896,34.026315789473692,null,"Agriculture","concentrated animal feeding operations",0,0,6196.3,3640.7,1008.4,473.1,192.4,124.7,0,0,0,null,"Agriculture","concentrated animal feeding operations",41.5,41.5,330618.59999999998,287359.8,56007.1,50286.400000000001,4694.3,4731.6000000000004,6924.3325301204814,1211.7204819277108,114.01445783132532,null,"Agriculture","concentrated animal feeding operations",19,19,216882.4,186339.9,36745.9,32141.1,4242.7,4298.7,9807.363157894737,1691.636842105263,226.24736842105261]
[{"$f":"OFFSET(Allegany[[#This Row],[Sector]],0,$B$1*14-14)","v":"Agriculture"},{"$f":"OFFSET(Allegany[[#This Row],[Landuse]],0,$B$1*14-14)","v":"degraded riparian pasture"},{"$f":"OFFSET(Allegany[[#This Row],[PreBMPAcres]],0,$B$1*14-14)","v":37.4},{"$f":"OFFSET(Allegany[[#This Row],[PostBMPAcres]],0,$B$1*14-14)","v":37.4},{"$f":"OFFSET(Allegany[[#This Row],[Lbs Nitrogen-Edge of Stream]],0,$B$1*14-14)","v":4383.2},{"$f":"OFFSET(Allegany[[#This Row],[Lbs Nitrogen-Delivered]],0,$B$1*14-14)","v":884.9},{"$f":"OFFSET(Allegany[[#This Row],[Lbs Phosphorus-Edge of Stream]],0,$B$1*14-14)","v":478.4},{"$f":"OFFSET(Allegany[[#This Row],[Lbs Phosphorus-Delivered]],0,$B$1*14-14)","v":224.3},{"$f":"OFFSET(Allegany[[#This Row],[Lbs Sediment-Edge of Stream]],0,$B$1*14-14)","v":78898.600000000006},{"$f":"OFFSET(Allegany[[#This Row],[Lbs Sediment-Delivered]],0,$B$1*14-14)","v":51097.8},{"$f":"OFFSET(Allegany[[#This Row],[TN lbs/ac]],0,$B$1*14-14)","v":23.660427807486631},{"$f":"OFFSET(Allegany[[#This Row],[TP lbs/ac]],0,$B$1*14-14)","v":5.9973262032085568},{"$f":"OFFSET(Allegany[[#This Row],[TSS lbs/ac]],0,$B$1*14-14)","v":1366.2513368983959},null,"Agriculture","degraded riparian pasture",37.4,37.4,4383.2,884.9,478.4,224.3,78898.600000000006,51097.8,23.660427807486631,5.9973262032085568,1366.2513368983959,null,"Agriculture","degraded riparian pasture",9.3000000000000007,9.3000000000000007,413.7,404.3,70.900000000000006,68.2,5282.7,5202.1000000000004,43.473118279569889,7.333333333333333,559.36559139784947,null,"Agriculture","degraded riparian pasture",0,0,0,0,0,0,0,0,0,0,0,null,"Agriculture","degraded riparian pasture",46.5,46.5,4186,1303.2,383.5,147.30000000000001,296660.5,108987.3,28.025806451612905,3.1677419354838712,2343.8129032258066,null,"Agriculture","degraded riparian pasture",6.3,6.3,219.3,218.3,37.1,37.1,8409.7999999999993,8391.2000000000007,34.650793650793652,5.8888888888888893,1331.9365079365082,null,"Agriculture","degraded riparian pasture",6.5,6.5,235,214.5,27.2,25.8,312.3,354.7,33,3.9692307692307693,54.569230769230771,null,"Agriculture","degraded riparian pasture",91.1,91.1,12267.3,1874.6,1308,381.4,332120.3,156168.5,20.577387486278816,4.1866081229418226,1714.2535675082329,null,"Agriculture","degraded riparian pasture",63.7,63.7,12085.6,11312.6,359.8,345.8,69283.5,71778.899999999994,177.59183673469389,5.4285714285714288,1126.8273155416011,null,"Agriculture","degraded riparian pasture",11.4,11.4,386.3,339,64.900000000000006,61.1,5278.1,6491.2,29.736842105263158,5.3596491228070171,569.40350877192975,null,"Agriculture","degraded riparian pasture",2.1,2.1,80.400000000000006,79.599999999999994,9.6,9.6,222.7,227.2,37.904761904761898,4.5714285714285712,108.19047619047618,null,"Agriculture","degraded riparian pasture",143.19999999999999,143.19999999999999,27847.8,12758,2928.8,1374,1050366,680525.2,89.092178770949729,9.594972067039107,4752.2709497206706,null,"Agriculture","degraded riparian pasture",64.400000000000006,64.400000000000006,6437.7,192.6,653.4,130.1,153359.9,32616.2,2.9906832298136643,2.0201863354037264,506.46273291925462,null,"Agriculture","degraded riparian pasture",46.7,46.7,4725.8,3441.8,378.8,300.5,100328.8,85346.6,73.700214132762312,6.434689507494646,1827.5503211991436,null,"Agriculture","degraded riparian pasture",16,16,1411.6,409.3,156,51.8,274401.7,142746.1,25.581250000000001,3.2374999999999998,8921.6312500000004,null,"Agriculture","degraded riparian pasture",37.200000000000003,37.200000000000003,1296.0999999999999,1264.8,134,132.19999999999999,56968.7,58744.5,33.999999999999993,3.5537634408602146,1579.1532258064515,null,"Agriculture","degraded riparian pasture",28.1,28.1,4292.1000000000004,2332.1,450.7,187.5,184998.5,109403,82.992882562277572,6.672597864768683,3893.345195729537,null,"Agriculture","degraded riparian pasture",12.7,12.7,612.4,549.20000000000005,100.4,92.1,38944.1,59075,43.244094488188985,7.2519685039370074,4651.5748031496069,null,"Agriculture","degraded riparian pasture",46.1,46.1,1431,1365,155.9,152.1,10084.9,10933.9,29.609544468546638,3.2993492407809106,237.17787418655095,null,"Agriculture","degraded riparian pasture",2.2000000000000002,2.2000000000000002,131.6,124.9,15,14.6,82.7,90.8,56.772727272727273,6.6363636363636358,41.272727272727266,null,"Agriculture","degraded riparian pasture",12.3,12.3,485.1,461,81.3,80.3,5358.9,7890.1,37.479674796747965,6.5284552845528445,641.47154471544718,null,"Agriculture","degraded riparian pasture",12.4,12.4,336,336,37.799999999999997,37.799999999999997,533,533,27.096774193548388,3.0483870967741931,42.983870967741936,null,"Agriculture","degraded riparian pasture",106.3,106.3,21273.1,12466.7,1745.3,818.8,978057.8,633677.1,117.27845719661337,7.7027281279397926,5961.2144873000943,null,"Agriculture","degraded riparian pasture",2.8,2.8,147.9,128.6,19.3,17.3,372.5,380.7,45.928571428571431,6.1785714285714288,135.96428571428572,null,"Agriculture","degraded riparian pasture",0.8,0.8,43.8,37.6,5.0999999999999996,4.5,324.60000000000002,337.7,47,5.625,422.12499999999994]
[{"$f":"OFFSET(Allegany[[#This Row],[Sector]],0,$B$1*14-14)","v":"Agriculture"},{"$f":"OFFSET(Allegany[[#This Row],[Landuse]],0,$B$1*14-14)","v":"hay with nutrients"},{"$f":"OFFSET(Allegany[[#This Row],[PreBMPAcres]],0,$B$1*14-14)","v":7153},{"$f":"OFFSET(Allegany[[#This Row],[PostBMPAcres]],0,$B$1*14-14)","v":7153},{"$f":"OFFSET(Allegany[[#This Row],[Lbs Nitrogen-Edge of Stream]],0,$B$1*14-14)","v":108684.9},{"$f":"OFFSET(Allegany[[#This Row],[Lbs Nitrogen-Delivered]],0,$B$1*14-14)","v":21942.400000000001},{"$f":"OFFSET(Allegany[[#This Row],[Lbs Phosphorus-Edge of Stream]],0,$B$1*14-14)","v":6450},{"$f":"OFFSET(Allegany[[#This Row],[Lbs Phosphorus-Delivered]],0,$B$1*14-14)","v":3024},{"$f":"OFFSET(Allegany[[#This Row],[Lbs Sediment-Edge of Stream]],0,$B$1*14-14)","v":3214829},{"$f":"OFFSET(Allegany[[#This Row],[Lbs Sediment-Delivered]],0,$B$1*14-14)","v":2081518},{"$f":"OFFSET(Allegany[[#This Row],[TN lbs/ac]],0,$B$1*14-14)","v":3.0675800363483856},{"$f":"OFFSET(Allegany[[#This Row],[TP lbs/ac]],0,$B$1*14-14)","v":0.42275968125262126},{"$f":"OFFSET(Allegany[[#This Row],[TSS lbs/ac]],0,$B$1*14-14)","v":290.99930099259052},null,"Agriculture","hay with nutrients",7153,7153,108684.9,21942.400000000001,6450,3024,3214829,2081518,3.0675800363483856,0.42275968125262126,290.99930099259052,null,"Agriculture","hay with nutrients",4256,4256,15370.1,15123.7,1422.4,1387,887547.4,886277.4,3.5535009398496245,0.32589285714285715,208.24187030075188,null,"Agriculture","hay with nutrients",0,0,0,0,0,0,0,0,0,0,0,null,"Agriculture","hay with nutrients",8829,8829,51641.9,16744.900000000001,2882.9,1165.4000000000001,6497591,2467540,1.8965794540718091,0.13199682863291426,279.48125495526108,null,"Agriculture","hay with nutrients",3696,3696,12849.4,12794.5,1793.5,1790.7,1615351,1611537,3.4617153679653678,0.48449675324675329,436.02191558441558,null,"Agriculture","hay with nutrients",4151,4151,14497.1,13171.4,1965.5,1853.4,216891.8,246211.6,3.1730667309082148,0.4464948205251747,59.313803902674053,null,"Agriculture","hay with nutrients",23418.9,23418.9,230486.3,37106.6,17288.599999999999,5276.1,8594481,3943449,1.5844723706066466,0.22529239204232479,168.38745628530802,null,"Agriculture","hay with nutrients",5681.9,5681.9,26716.5,24628,2652.8,2520.8000000000002,2042703,2111434,4.3344655836955948,0.44365441137647627,371.60703285872688,null,"Agriculture","hay with nutrients",5799,5799,19044,16667.7,3204.5,3014.6,2207019,2697707,2.8742369374030008,0.51984824969822385,465.2021038110019,null,"Agriculture","hay with nutrients",2208,2208,7161.5,7056.5,1640.4,1634.3,124677.9,128842.9,3.1958786231884058,0.74017210144927537,58.352762681159419,null,"Agriculture","hay with nutrients",37700,37700,438850.6,201079.9,40928.400000000001,19200.8,34224936,22174107,5.3336843501326259,0.5093050397877984,588.17259946949605,null,"Agriculture","hay with nutrients",4561.8999999999996,4561.8999999999996,69723.199999999997,2085.6,5031.2,1001.8,1888440,393407.2,0.45717793024836145,0.21960148183870756,86.237576448409669,null,"Agriculture","hay with nutrients",7663,7663,47920.9,34901,2867,2274.4,5578181,4746316,4.55448257862456,0.29680281873939712,619.38092131019187,null,"Agriculture","hay with nutrients",3470,3470,21652,6815.1,1459.8,508.2,2186229,1311500,1.9640057636887609,0.14645533141210373,377.95389048991353,null,"Agriculture","hay with nutrients",3531,3531,10241.4,9994.7000000000007,1195.3,1179.0999999999999,551713.80000000005,568506,2.8305579156046448,0.3339280657037666,161.00424808836024,null,"Agriculture","hay with nutrients",9671,9671,99794.3,52365.1,6562.1,2664.7,7542518,4310315,5.4146520525281767,0.27553510495295208,445.69486092441321,null,"Agriculture","hay with nutrients",4493,4493,16908.599999999999,15053.2,2340.9,2141.6999999999998,2698119,3669631,3.3503672379256622,0.47667482750945911,816.74404629423543,null,"Agriculture","hay with nutrients",2399.9,2399.9,7121.6,6554.4,937.2,896.7,279777.3,317743.2,2.7311137964081835,0.37364056835701487,132.39851660485854,null,"Agriculture","hay with nutrients",1018,1018,5514,5231.2,973.6,944.8,49468,54524.4,5.138703339882122,0.92809430255402747,53.560314341846762,null,"Agriculture","hay with nutrients",5588,5588,17309.900000000001,16408.3,2631,2598.1999999999998,1417668,2140231,2.9363457408732998,0.4649606299212598,383.00483178239085,null,"Agriculture","hay with nutrients",1754.9,1754.9,5396.6,5396.6,566.70000000000005,566.70000000000005,103195.4,103195.4,3.075160977833495,0.32292438315573541,58.80414838452333,null,"Agriculture","hay with nutrients",19126,19126,343239.1,201149.5,9917.7999999999993,4652.8,21906319,14192957,10.517071002823382,0.24327094008156439,742.07659730210185,null,"Agriculture","hay with nutrients",3382,3382,18913.400000000001,16438.7,1779.1,1597.4,167711.5,169043.20000000001,4.8606445890005912,0.47232406859846249,49.983205204021296,null,"Agriculture","hay with nutrients",1036.2,1036.2,4254.3,3655.2,437.2,382.4,63890.9,64732.9,3.5275043427909667,0.36904072572862379,62.471434086083768]
[{"$f":"OFFSET(Allegany[[#This Row],[Sector]],0,$B$1*14-14)","v":"Agriculture"},{"$f":"OFFSET(Allegany[[#This Row],[Landuse]],0,$B$1*14-14)","v":"hay without nutrients"},{"$f":"OFFSET(Allegany[[#This Row],[PreBMPAcres]],0,$B$1*14-14)","v":1713},{"$f":"OFFSET(Allegany[[#This Row],[PostBMPAcres]],0,$B$1*14-14)","v":1713},{"$f":"OFFSET(Allegany[[#This Row],[Lbs Nitrogen-Edge of Stream]],0,$B$1*14-14)","v":9610.9},{"$f":"OFFSET(Allegany[[#This Row],[Lbs Nitrogen-Delivered]],0,$B$1*14-14)","v":1938.1},{"$f":"OFFSET(Allegany[[#This Row],[Lbs Phosphorus-Edge of Stream]],0,$B$1*14-14)","v":1119.0999999999999},{"$f":"OFFSET(Allegany[[#This Row],[Lbs Phosphorus-Delivered]],0,$B$1*14-14)","v":524.70000000000005},{"$f":"OFFSET(Allegany[[#This Row],[Lbs Sediment-Edge of Stream]],0,$B$1*14-14)","v":768250.9},{"$f":"OFFSET(Allegany[[#This Row],[Lbs Sediment-Delivered]],0,$B$1*14-14)","v":497421.6},{"$f":"OFFSET(Allegany[[#This Row],[TN lbs/ac]],0,$B$1*14-14)","v":1.1314068884997082},{"$f":"OFFSET(Allegany[[#This Row],[TP lbs/ac]],0,$B$1*14-14)","v":0.30630472854640983},{"$f":"OFFSET(Allegany[[#This Row],[TSS lbs/ac]],0,$B$1*14-14)","v":290.38038528896669},null,"Agriculture","hay without nutrients",1713,1713,9610.9,1938.1,1119.0999999999999,524.70000000000005,768250.9,497421.6,1.1314068884997082,0.30630472854640983,290.38038528896669,null,"Agriculture","hay without nutrients",1227,1227,2282.6999999999998,2229.1999999999998,362.9,353,278627.09999999998,278232.09999999998,1.8167889160554196,0.28769356153219233,226.75802770986144,null,"Agriculture","hay without nutrients",0,0,0,0,0,0,0,0,0,0,0,null,"Agriculture","hay without nutrients",2156,2156,7578.5,2415.9,593,239.7,1565103,594368.19999999995,1.1205473098330241,0.11117810760667902,275.68098330241185,null,"Agriculture","hay without nutrients",739,739,1468.9,1462.6,221.4,221.1,378961.8,378066.9,1.9791610284167793,0.29918809201623814,511.59255751014888,null,"Agriculture","hay without nutrients",3066,3066,5752.1,5226.1000000000004,621.29999999999995,585.79999999999995,163503.4,185606.1,1.7045335942596218,0.19106327462491846,60.536888454011745,null,"Agriculture","hay without nutrients",7672.5,7672.5,44056.7,8357.1,4154.2,1504.9,2792161,1281141,1.0892277614858261,0.19614206581948518,166.9782991202346,null,"Agriculture","hay without nutrients",2681.5,2681.5,7971.7,7141.7,566.20000000000005,533.29999999999995,944631.7,976414.9,2.663322767107962,0.19888122319597237,364.13011374230842,null,"Agriculture","hay without nutrients",1829,1829,2966.7,2595.6999999999998,553.4,520.6,691254.6,844975.4,1.4191908146528156,0.28463641334062328,461.98764352104979,null,"Agriculture","hay without nutrients",9036,9036,13226,13031.9,1829,1822.2,518723.9,536052.4,1.4422200088534749,0.20166002656042498,59.324081451969903,null,"Agriculture","hay without nutrients",9872,9872,69891,32074.7,6690.6,3138.8,9008993,5836866,3.2490579416531604,0.31794975688816857,591.25465964343596,null,"Agriculture","hay without nutrients",1190.5,1190.5,6892.2,206.2,748.3,149,489325.5,101937.1,0.17320453590928181,0.125157496850063,85.625451490970192,null,"Agriculture","hay without nutrients",2794,2794,11419.5,8333.6,774.4,614,2058549,1751553,2.9826771653543309,0.21975662133142448,626.89799570508228,null,"Agriculture","hay without nutrients",2261,2261,7262.3,2239.5,819,286.3,1412233,847185.9,0.99049093321539139,0.12662538699690404,374.69522335249889,null,"Agriculture","hay without nutrients",4238,4238,7794.4,7606.7,810,799,697275.9,718498.5,1.7948796602170836,0.18853232656913638,169.53716375648892,null,"Agriculture","hay without nutrients",3224,3224,18392.599999999999,10775.5,1879.9,809.4,2504524,1431263,3.3422766749379651,0.2510545905707196,443.9401364764268,null,"Agriculture","hay without nutrients",869,869,1805.4,1599.1,272.89999999999998,249.6,493035.5,671391.5,1.8401611047180666,0.2872266973532796,772.60241657077097,null,"Agriculture","hay without nutrients",3722.8,3722.8,7808.2,7186.2,730,698.5,444337,504632.6,1.9303212635650584,0.18762759213495217,135.55189642204792,null,"Agriculture","hay without nutrients",1907,1907,2888.9,2740.7,374.6,363.5,89197.8,98315.3,1.4371788148925013,0.19061352910330362,51.554955427372839,null,"Agriculture","hay without nutrients",2512,2512,4541.3,4304.5,796.3,786.4,577868.19999999995,872385.5,1.7135748407643312,0.31305732484076432,347.28722133757964,null,"Agriculture","hay without nutrients",3658.9,3658.9,5685.9,5685.9,721.4,721.4,219570.7,219570.7,1.5539916368307414,0.19716308180054112,60.010030336986524,null,"Agriculture","hay without nutrients",3430,3430,17606.3,10321.299999999999,2207.1999999999998,1035.5,4003668,2593950,3.0091253644314868,0.30189504373177845,756.25364431486878,null,"Agriculture","hay without nutrients",6200,6200,15127.8,13148.4,1178.5,1058.0999999999999,306603.40000000002,309037.8,2.1207096774193546,0.17066129032258062,49.844806451612904,null,"Agriculture","hay without nutrients",2575.8000000000002,2575.8000000000002,6004.2,5158.6000000000004,505.7,442.3,160483.79999999999,162598.9,2.0027176022983153,0.17171364236353753,63.125592049072125]
[{"$f":"OFFSET(Allegany[[#This Row],[Sector]],0,$B$1*14-14)","v":"Agriculture"},{"$f":"OFFSET(Allegany[[#This Row],[Landuse]],0,$B$1*14-14)","v":"hightill with manure"},{"$f":"OFFSET(Allegany[[#This Row],[PreBMPAcres]],0,$B$1*14-14)","v":1238},{"$f":"OFFSET(Allegany[[#This Row],[PostBMPAcres]],0,$B$1*14-14)","v":490.4},{"$f":"OFFSET(Allegany[[#This Row],[Lbs Nitrogen-Edge of Stream]],0,$B$1*14-14)","v":32338.3},{"$f":"OFFSET(Allegany[[#This Row],[Lbs Nitrogen-Delivered]],0,$B$1*14-14)","v":6528.8},{"$f":"OFFSET(Allegany[[#This Row],[Lbs Phosphorus-Edge of Stream]],0,$B$1*14-14)","v":1391},{"$f":"OFFSET(Allegany[[#This Row],[Lbs Phosphorus-Delivered]],0,$B$1*14-14)","v":652.20000000000005},{"$f":"OFFSET(Allegany[[#This Row],[Lbs Sediment-Edge of Stream]],0,$B$1*14-14)","v":881230.7},{"$f":"OFFSET(Allegany[[#This Row],[Lbs Sediment-Delivered]],0,$B$1*14-14)","v":570578.19999999995},{"$f":"OFFSET(Allegany[[#This Row],[TN lbs/ac]],0,$B$1*14-14)","v":13.313213703099512},{"$f":"OFFSET(Allegany[[#This Row],[TP lbs/ac]],0,$B$1*14-14)","v":1.3299347471451877},{"$f":"OFFSET(Allegany[[#This Row],[TSS lbs/ac]],0,$B$1*14-14)","v":1163.4955138662317},null,"Agriculture","hightill with manure",1238,490.4,32338.3,6528.8,1391,652.20000000000005,881230.7,570578.19999999995,13.313213703099512,1.3299347471451877,1163.4955138662317,null,"Agriculture","hightill with manure",8558,5161.5,79159.600000000006,77890.8,5751.3,5608.2,3638007,3633646,15.090729439116537,1.0865446091252542,703.99031289353866,null,"Agriculture","hightill with manure",0,0,0,0,0,0,0,0,0,0,0,null,"Agriculture","hightill with manure",33296,7808.7,219236,71087.100000000006,9702.2999999999993,3922.2,19961392,7580040,9.1035767797456693,0.50228591186753235,970.71727688347619,null,"Agriculture","hightill with manure",7223,5778.9,95604.1,95195.9,6646.6,6636.1,9716096,9693151,16.473013895378013,1.1483327276817388,1677.3349599404733,null,"Agriculture","hightill with manure",94892,19528.099999999999,411524.8,373894.40000000002,28496.3,26870.7,3445784,3911592,19.14648122449189,1.3760017615641051,200.30581572195965,null,"Agriculture","hightill with manure",63927.5,22880.5,1248395,200982.2,45699.4,13946.4,32320876,14829941,8.7839951050020773,0.60953213435021081,648.14759292847623,null,"Agriculture","hightill with manure",44880.6,29258.799999999999,694148.5,639885.30000000005,24236.799999999999,23030.6,36225549,37444097,21.869840868388316,0.78713412716857833,1279.7550480539189,null,"Agriculture","hightill with manure",17029,11208.5,164810.70000000001,144245.5,12239.9,11514.6,13987006,17101295,12.869295623856894,1.0273096310835528,1525.7434090199401,null,"Agriculture","hightill with manure",82822,20876.599999999999,294052.8,289740.5,50670.400000000001,50481.4,4178914,4318529,13.878720672906509,2.41808532040658,206.85978559727161,null,"Agriculture","hightill with manure",82984,42903.6,2808001,1286617,103246.3,48436.2,150000000,97235710,29.988555738912353,1.1289542136324224,2266.3764812276827,null,"Agriculture","hightill with manure",2590.4,2235.6,218164.7,6526,6919.6,1377.8,3625840,755352.9,2.9191268563249242,0.61629987475398107,337.87479871175526,null,"Agriculture","hightill with manure",29872,7848.4,288115.59999999998,209835.7,9096.6,7216.3,20522226,17460769,26.736111818969473,0.91946129147342137,2224.75523673615,null,"Agriculture","hightill with manure",9067,1438.8,39619.1,12470.3,2004.2,697.6,3841946,2304750,8.667153183208228,0.48484848484848486,1601.8557130942452,null,"Agriculture","hightill with manure",87609,22863,405154.7,395396.8,21417.8,21128,11992647,12357675,17.29417836679351,0.9241131959935267,540.50977561999741,null,"Agriculture","hightill with manure",28885,4421.8999999999996,189834.8,99612,9712.2999999999993,3944,12528885,7159639,22.526968045410346,0.89192428594043294,1619.1318211628486,null,"Agriculture","hightill with manure",8439,3267.3,54610.1,48617.7,4350.1000000000004,3980,6951390,9483157,14.880084473418417,1.2181311786490374,2902.4445260612738,null,"Agriculture","hightill with manure",106237.6,16424.599999999999,283304.8,260740.2,17066.599999999999,16329.1,6256343,7105258,15.87498021260792,0.99418555094187999,432.59854121257143,null,"Agriculture","hightill with manure",29469,8536,422133.6,400481,34896.199999999997,33866,1445718,1593495,46.916705716963449,3.9674320524835989,186.67935801312089,null,"Agriculture","hightill with manure",26830,14045.6,204026.1,193399.4,17697.2,17476.5,10914991,16478334,13.769393973913537,1.2442686677678418,1173.2025687759867,null,"Agriculture","hightill with manure",78392.7,17542.2,286064.8,286064.8,15778.3,15778.3,3954708,3954708,16.307236264550625,0.89944818779856561,225.43968259397337,null,"Agriculture","hightill with manure",48282,17606.599999999999,890260.6,521722.3,57285.3,26874.400000000001,72521848,46986420,29.632200424840686,1.5263821521474903,2668.6821987209346,null,"Agriculture","hightill with manure",35918,16108.7,603242,524312.5,36653.699999999997,32909.9,3380907,3407752,32.548405519998511,2.0429891921756567,211.54730052704437,null,"Agriculture","hightill with manure",40444.6,9488.1,241195.2,207228.79999999999,15514.5,13570.3,2435539,2467639,21.840916516478533,1.4302442006302631,260.07725466637157]
[{"$f":"OFFSET(Allegany[[#This Row],[Sector]],0,$B$1*14-14)","v":"Agriculture"},{"$f":"OFFSET(Allegany[[#This Row],[Landuse]],0,$B$1*14-14)","v":"hightill without manure"},{"$f":"OFFSET(Allegany[[#This Row],[PreBMPAcres]],0,$B$1*14-14)","v":261},{"$f":"OFFSET(Allegany[[#This Row],[PostBMPAcres]],0,$B$1*14-14)","v":261},{"$f":"OFFSET(Allegany[[#This Row],[Lbs Nitrogen-Edge of Stream]],0,$B$1*14-14)","v":21206.799999999999},{"$f":"OFFSET(Allegany[[#This Row],[Lbs Nitrogen-Delivered]],0,$B$1*14-14)","v":4278},{"$f":"OFFSET(Allegany[[#This Row],[Lbs Phosphorus-Edge of Stream]],0,$B$1*14-14)","v":683.5},{"$f":"OFFSET(Allegany[[#This Row],[Lbs Phosphorus-Delivered]],0,$B$1*14-14)","v":320.39999999999998},{"$f":"OFFSET(Allegany[[#This Row],[Lbs Sediment-Edge of Stream]],0,$B$1*14-14)","v":521091.2},{"$f":"OFFSET(Allegany[[#This Row],[Lbs Sediment-Delivered]],0,$B$1*14-14)","v":337395.5},{"$f":"OFFSET(Allegany[[#This Row],[TN lbs/ac]],0,$B$1*14-14)","v":16.390804597701148},{"$f":"OFFSET(Allegany[[#This Row],[TP lbs/ac]],0,$B$1*14-14)","v":1.2275862068965517},{"$f":"OFFSET(Allegany[[#This Row],[TSS lbs/ac]],0,$B$1*14-14)","v":1292.7030651340997},null,"Agriculture","hightill without manure",261,261,21206.799999999999,4278,683.5,320.39999999999998,521091.2,337395.5,16.390804597701148,1.2275862068965517,1292.7030651340997,null,"Agriculture","hightill without manure",549,549,16318.6,15934.6,1499.4,1458.3,440495,439928.4,29.024772313296904,2.6562841530054646,801.32677595628422,null,"Agriculture","hightill without manure",0,0,0,0,0,0,0,0,0,0,0,null,"Agriculture","hightill without manure",2235,2235,97596,31112.799999999999,3297.7,1332.6,6026427,2288451,13.920715883668903,0.59624161073825499,1023.9154362416108,null,"Agriculture","hightill without manure",572,572,13846.6,13787.5,2292.6,2289,1139423,1136732,24.10402097902098,4.0017482517482517,1987.2937062937062,null,"Agriculture","hightill without manure",7847,7847,208806.2,189712.6,11852.5,11176.3,1635315,1856380,24.176449598572702,1.424276793679113,236.57193832037723,null,"Agriculture","hightill without manure",5222.5,5222.5,453701,86062.399999999994,11241.2,4070.5,7319989,3358665,16.479157491622786,0.77941598851124938,643.11440880804207,null,"Agriculture","hightill without manure",1360.9,1360.9,37652.699999999997,33739.5,1271,1196.9000000000001,1821235,1882513,24.792049379087366,0.87949151296935857,1383.2853258872804,null,"Agriculture","hightill without manure",472,472,8875.4,7765.9,1320,1241.9000000000001,782929,957121.9,16.453177966101695,2.6311440677966105,2027.8006355932205,null,"Agriculture","hightill without manure",9612,9612,257464.8,253688.9,9341,9306.2000000000007,2214207,2288177,26.39293591344153,0.96818560133166887,238.05420307948398,null,"Agriculture","hightill without manure",1648,1648,88416.1,40524.300000000003,5712.6,2680,5872539,3804779,24.589987864077671,1.6262135922330097,2308.7251213592235,null,"Agriculture","hightill without manure",147.4,147.4,13715.5,410.3,481.3,95.8,238485.3,49683.4,2.783582089552239,0.64993215739484389,337.06512890094979,null,"Agriculture","hightill without manure",1052,1052,35773.800000000003,26115.4,1128.4000000000001,895.2,2707491,2303578,24.8245247148289,0.85095057034220534,2189.7129277566542,null,"Agriculture","hightill without manure",599,599,17621.099999999999,5434,773.7,270.39999999999998,1579297,947406.2,9.0717863105175294,0.45141903171953252,1581.6464106844739,null,"Agriculture","hightill without manure",2142,2142,49443,48252.2,1477.8,1457.8,1020141,1051190,22.526704014939309,0.68057889822595707,490.75163398692808,null,"Agriculture","hightill without manure",1716,1716,77900.399999999994,45636.2,4852.3999999999996,2089.6,5164433,2951261,26.594522144522141,1.2177156177156176,1719.8490675990677,null,"Agriculture","hightill without manure",906,906,15200.5,13452.2,1864.1,1706.8,2016726,2747696,14.847902869757176,1.8838852097130243,3032.7770419426047,null,"Agriculture","hightill without manure",3467.8,3467.8,75599.8,69579.199999999997,5223.3999999999996,4997.7,1625422,1845985,20.064363573447139,1.4411730780321816,532.32164484687701,null,"Agriculture","hightill without manure",309,309,7780,7380.9,347.6,337.3,54161.1,59697.4,23.886407766990288,1.0915857605177994,193.19546925566343,null,"Agriculture","hightill without manure",1014,1014,24756.3,23464.799999999999,3302,3260.8,1007082,1520356,23.140828402366864,3.2157790927021699,1499.3648915187377,null,"Agriculture","hightill without manure",1445,1445,36518.800000000003,36518.800000000003,1332.8,1332.8,368347.8,368347.8,25.272525951557096,0.9223529411764706,254.91197231833908,null,"Agriculture","hightill without manure",2053,2053,131136,76851.100000000006,7397.9,3470.6,7444002,4822919,37.433560642961524,1.6905017048222113,2349.2055528494884,null,"Agriculture","hightill without manure",1758,1758,39407.300000000003,34251.199999999997,2218.6,1992,337343.9,340022.6,19.483048919226391,1.1331058020477816,193.41444823663252,null,"Agriculture","hightill without manure",569.6,569.6,18024.400000000001,15486.1,678.2,593.20000000000005,120231.4,121815.9,27.187675561797754,1.041432584269663,213.86218398876403]
[{"$f":"OFFSET(Allegany[[#This Row],[Sector]],0,$B$1*14-14)","v":"Agriculture"},{"$f":"OFFSET(Allegany[[#This Row],[Landuse]],0,$B$1*14-14)","v":"lowtill with manure"},{"$f":"OFFSET(Allegany[[#This Row],[PreBMPAcres]],0,$B$1*14-14)","v":0},{"$f":"OFFSET(Allegany[[#This Row],[PostBMPAcres]],0,$B$1*14-14)","v":747.6},{"$f":"OFFSET(Allegany[[#This Row],[Lbs Nitrogen-Edge of Stream]],0,$B$1*14-14)","v":45898.400000000001},{"$f":"OFFSET(Allegany[[#This Row],[Lbs Nitrogen-Delivered]],0,$B$1*14-14)","v":9266.4},{"$f":"OFFSET(Allegany[[#This Row],[Lbs Phosphorus-Edge of Stream]],0,$B$1*14-14)","v":2001.1},{"$f":"OFFSET(Allegany[[#This Row],[Lbs Phosphorus-Delivered]],0,$B$1*14-14)","v":938.2},{"$f":"OFFSET(Allegany[[#This Row],[Lbs Sediment-Edge of Stream]],0,$B$1*14-14)","v":723298.5},{"$f":"OFFSET(Allegany[[#This Row],[Lbs Sediment-Delivered]],0,$B$1*14-14)","v":468323.3},{"$f":"OFFSET(Allegany[[#This Row],[TN lbs/ac]],0,$B$1*14-14)","v":12.394863563402888},{"$f":"OFFSET(Allegany[[#This Row],[TP lbs/ac]],0,$B$1*14-14)","v":1.2549491706795077},{"$f":"OFFSET(Allegany[[#This Row],[TSS lbs/ac]],0,$B$1*14-14)","v":626.43566078116635},null,"Agriculture","lowtill with manure",0,747.6,45898.400000000001,9266.4,2001.1,938.2,723298.5,468323.3,12.394863563402888,1.2549491706795077,626.43566078116635,null,"Agriculture","lowtill with manure",0,3396.5,46663.8,45915.9,3663.1,3571.9,1341958,1340098,13.518592668923892,1.051641395554247,394.55262770499041,null,"Agriculture","lowtill with manure",0,0,0,0,0,0,0,0,0,0,0,null,"Agriculture","lowtill with manure",0,25487.3,650734.5,211000.2,27307,11038.9,18328104,6960828,8.2786407347973316,0.43311374684646864,273.10966638286521,null,"Agriculture","lowtill with manure",0,1444.1,21582.6,21490.5,1411.2,1409,950267,948023,14.881587147704453,0.97569420400249296,656.48016065369438,null,"Agriculture","lowtill with manure",0,75363.899999999994,1392480,1265150,107905.2,101749.6,8015139,9098641,16.787215099006289,1.3501105967180576,120.72943411898801,null,"Agriculture","lowtill with manure",0,41047,2014160,324264.40000000002,92302.1,28168.5,37227808,17081414,7.8998319000170545,0.68624990864131363,416.14281189855529,null,"Agriculture","lowtill with manure",0,15621.8,324550.90000000002,299180,14600.1,13873.5,11857488,12256450,19.151442215365709,0.88808587998822164,784.57348064883695,null,"Agriculture","lowtill with manure",0,5820.5,77219.100000000006,67583.600000000006,4479,4213.6000000000004,3969681,4853113,11.611304870715575,0.72392406150674349,833.79658104973805,null,"Agriculture","lowtill with manure",0,61945.4,749115.6,738129.6,145752.6,145209,8034243,8302622,11.915809729213144,2.3441450051174098,134.031292073342,null,"Agriculture","lowtill with manure",0,40080.400000000001,2347936,1075817,102676.4,48168.9,78787059,51045608,26.841473637987644,1.2018068681949281,1273.5803035897845,null,"Agriculture","lowtill with manure",0,354.8,30523.9,913.1,920.7,183.3,330703,68897.399999999994,2.573562570462232,0.51662908680947017,194.18658399098081,null,"Agriculture","lowtill with manure",0,22023.599999999999,716866.6,522096.6,28211.7,22380,35303906,30035935,23.706233313354765,1.016182640440255,1363.8067799996368,null,"Agriculture","lowtill with manure",0,7628.2,187850.6,59127,11685.1,4067.6,12774243,7663158,7.7511077318371306,0.53323195511391941,1004.5827324925933,null,"Agriculture","lowtill with manure",0,64746,1027993,1003235,49001.4,48338.3,19916420,20522635,15.494934049979921,0.7465835727303618,316.97147314119792,null,"Agriculture","lowtill with manure",0,24463.1,964207.8,505948.8,58555.1,23778,30268707,17295062,20.682121235656968,0.97199455506456667,706.98570500059282,null,"Agriculture","lowtill with manure",0,5171.7,78271,69682.399999999994,7247.1,6630.5,7142904,9724516,13.473790049693523,1.2820735928224762,1880.3325792292671,null,"Agriculture","lowtill with manure",0,89813,1400825,1289252,83202.100000000006,79606.8,18252309,20728714,14.354848407246166,0.88636166256555293,230.79859263135626,null,"Agriculture","lowtill with manure",0,20933,1000578,949255,83794.600000000006,81320.899999999994,2138990,2357629,45.347298523861845,3.884818229589643,112.62738260163378,null,"Agriculture","lowtill with manure",0,12784.4,173866,164810.20000000001,15536.5,15342.7,5674925,8566973,12.891508400863554,1.2001110728700606,670.11146397171558,null,"Agriculture","lowtill with manure",0,60850.5,889377.3,889377.3,52722.8,52722.8,8318353,8318353,14.615776369955876,0.86643166448919895,136.70147328288181,null,"Agriculture","lowtill with manure",0,30675.4,1440966,844453.8,70307.7,32983.699999999997,68735822,44533479,27.528697262301389,1.075249222504026,1451.765225555331,null,"Agriculture","lowtill with manure",0,19809.3,641802.19999999995,557827.4,44190.8,39677.1,2706116,2727603,28.159874402427146,2.0029531583650102,137.69305326286138,null,"Agriculture","lowtill with manure",0,30956.5,690565.9,593316.80000000005,50021,43752.7,4344684,4401945,19.166146043641888,1.4133606835398058,142.19776137483242]
[{"$f":"OFFSET(Allegany[[#This Row],[Sector]],0,$B$1*14-14)","v":"Agriculture"},{"$f":"OFFSET(Allegany[[#This Row],[Landuse]],0,$B$1*14-14)","v":"nursery"},{"$f":"OFFSET(Allegany[[#This Row],[PreBMPAcres]],0,$B$1*14-14)","v":52},{"$f":"OFFSET(Allegany[[#This Row],[PostBMPAcres]],0,$B$1*14-14)","v":52},{"$f":"OFFSET(Allegany[[#This Row],[Lbs Nitrogen-Edge of Stream]],0,$B$1*14-14)","v":23909.5},{"$f":"OFFSET(Allegany[[#This Row],[Lbs Nitrogen-Delivered]],0,$B$1*14-14)","v":4828.6000000000004},{"$f":"OFFSET(Allegany[[#This Row],[Lbs Phosphorus-Edge of Stream]],0,$B$1*14-14)","v":6852.6},{"$f":"OFFSET(Allegany[[#This Row],[Lbs Phosphorus-Delivered]],0,$B$1*14-14)","v":3212.7},{"$f":"OFFSET(Allegany[[#This Row],[Lbs Sediment-Edge of Stream]],0,$B$1*14-14)","v":45614.2},{"$f":"OFFSET(Allegany[[#This Row],[Lbs Sediment-Delivered]],0,$B$1*14-14)","v":29533.200000000001},{"$f":"OFFSET(Allegany[[#This Row],[TN lbs/ac]],0,$B$1*14-14)","v":92.857692307692318},{"$f":"OFFSET(Allegany[[#This Row],[TP lbs/ac]],0,$B$1*14-14)","v":61.782692307692301},{"$f":"OFFSET(Allegany[[#This Row],[TSS lbs/ac]],0,$B$1*14-14)","v":567.94615384615383},null,"Agriculture","nursery",52,52,23909.5,4828.6000000000004,6852.6,3212.7,45614.2,29533.200000000001,92.857692307692318,61.782692307692301,567.94615384615383,null,"Agriculture","nursery",90,90,12496.8,12203,5640.4,5487.3,32219.1,32178.1,135.5888888888889,60.97,357.53444444444443,null,"Agriculture","nursery",0,0,0,0,0,0,0,0,0,0,0,null,"Agriculture","nursery",309,309,75631.199999999997,24110,19306.2,7804.4,1297913,492849.8,78.025889967637539,25.256957928802588,1594.9831715210355,null,"Agriculture","nursery",13,13,1709.1,1701.8,811.8,810.5,12887.4,12856.9,130.90769230769232,62.346153846153847,988.99230769230769,null,"Agriculture","nursery",431,431,59737.8,54275.3,17594.599999999999,16590.900000000001,12178.1,13824.4,125.92877030162414,38.493967517401394,32.075174013921114,null,"Agriculture","nursery",577.29999999999995,577.29999999999995,225275.4,42732.5,59369.4,21509.200000000001,1670400,766439.4,74.021306080027728,37.25827126277499,1327.6275766499223,null,"Agriculture","nursery",461.1,461.1,88507.1,79300.5,20672.400000000001,19471.900000000001,392723.1,405932.1,171.98113207547169,42.229234439384079,880.35588809368892,null,"Agriculture","nursery",13,13,1740.8,1523.5,818,769.5,4610.6000000000004,5636.8,117.19230769230769,59.192307692307693,433.6,null,"Agriculture","nursery",19,19,2524.5,2487.4,752,749.2,1295.5,1338.8,130.91578947368421,39.431578947368422,70.463157894736838,null,"Agriculture","nursery",286,286,139271.4,63801.7,38350,17991.3,1408960,912855.5,223.08286713286714,62.906643356643357,3191.8024475524476,null,"Agriculture","nursery",4,4,1746.7,52.2,528.79999999999995,105.3,7973,1660.9,13.05,26.324999999999999,415.22500000000002,null,"Agriculture","nursery",170,170,47451.5,34633.800000000003,10348.799999999999,8205.9,237584.5,202148.3,203.72823529411767,48.269999999999996,1189.1076470588234,null,"Agriculture","nursery",302,302,69309.399999999994,21372.400000000001,21327.9,7456.1,3087449,1852129,70.76953642384106,24.68907284768212,6132.877483443709,null,"Agriculture","nursery",1478,1478,201625.2,196769.2,61753.599999999999,60918,1747851,1801053,133.1320703653586,41.216508795669824,1218.5744248985116,null,"Agriculture","nursery",774,774,315291.90000000002,184761.8,87989.9,37879.4,2604418,1488409,238.71033591731265,48.939793281653749,1923.0090439276487,null,"Agriculture","nursery",390,390,55959.199999999997,49557.1,23882.400000000001,21839.3,932372.5,1283061,127.06948717948717,55.998205128205129,3289.9,null,"Agriculture","nursery",340,340,46907.5,43171.4,14475.3,13849.8,48390.5,54957,126.97470588235295,40.734705882352941,161.63823529411764,null,"Agriculture","nursery",12,12,1696.8,1609.7,512.6,497.4,341.2,376.1,134.14166666666668,41.449999999999996,31.341666666666669,null,"Agriculture","nursery",96,96,13491.6,12788.9,5929.5,5855.5,28541.5,43089.4,133.21770833333332,60.994791666666664,448.84791666666666,null,"Agriculture","nursery",48,48,6093.7,6093.7,2342.3000000000002,2342.3000000000002,1779.8,1779.8,126.95208333333333,48.797916666666673,37.079166666666666,null,"Agriculture","nursery",41,41,19189.3,11243.9,5147.3,2414.8000000000002,233322.5,151168.1,274.24146341463415,58.897560975609764,3687.0268292682927,null,"Agriculture","nursery",69,69,9413.7000000000007,8182,3275.5,2940.9,8022.4,8086.1,118.57971014492753,42.621739130434783,117.18985507246377,null,"Agriculture","nursery",277,277,39357.1,33814.6,11746.3,10274.299999999999,63812.5,64653.5,122.07436823104693,37.091335740072196,233.40613718411552]
[{"$f":"OFFSET(Allegany[[#This Row],[Sector]],0,$B$1*14-14)","v":"Agriculture"},{"$f":"OFFSET(Allegany[[#This Row],[Landuse]],0,$B$1*14-14)","v":"nutrient management alfalfa"},{"$f":"OFFSET(Allegany[[#This Row],[PreBMPAcres]],0,$B$1*14-14)","v":0},{"$f":"OFFSET(Allegany[[#This Row],[PostBMPAcres]],0,$B$1*14-14)","v":0},{"$f":"OFFSET(Allegany[[#This Row],[Lbs Nitrogen-Edge of Stream]],0,$B$1*14-14)","v":0},{"$f":"OFFSET(Allegany[[#This Row],[Lbs Nitrogen-Delivered]],0,$B$1*14-14)","v":0},{"$f":"OFFSET(Allegany[[#This Row],[Lbs Phosphorus-Edge of Stream]],0,$B$1*14-14)","v":0},{"$f":"OFFSET(Allegany[[#This Row],[Lbs Phosphorus-Delivered]],0,$B$1*14-14)","v":0},{"$f":"OFFSET(Allegany[[#This Row],[Lbs Sediment-Edge of Stream]],0,$B$1*14-14)","v":0},{"$f":"OFFSET(Allegany[[#This Row],[Lbs Sediment-Delivered]],0,$B$1*14-14)","v":0},{"$f":"OFFSET(Allegany[[#This Row],[TN lbs/ac]],0,$B$1*14-14)","v":0},{"$f":"OFFSET(Allegany[[#This Row],[TP lbs/ac]],0,$B$1*14-14)","v":0},{"$f":"OFFSET(Allegany[[#This Row],[TSS lbs/ac]],0,$B$1*14-14)","v":0},null,"Agriculture","nutrient management alfalfa",0,0,0,0,0,0,0,0,0,0,0,null,"Agriculture","nutrient management alfalfa",0,0,0,0,0,0,0,0,0,0,0,null,"Agriculture","nutrient management alfalfa",0,0,0,0,0,0,0,0,0,0,0,null,"Agriculture","nutrient management alfalfa",0,0,0,0,0,0,0,0,0,0,0,null,"Agriculture","nutrient management alfalfa",0,0,0,0,0,0,0,0,0,0,0,null,"Agriculture","nutrient management alfalfa",0,0,0,0,0,0,0,0,0,0,0,null,"Agriculture","nutrient management alfalfa",0,0,0,0,0,0,0,0,0,0,0,null,"Agriculture","nutrient management alfalfa",0,0,0,0,0,0,0,0,0,0,0,null,"Agriculture","nutrient management alfalfa",0,0,0,0,0,0,0,0,0,0,0,null,"Agriculture","nutrient management alfalfa",0,0,0,0,0,0,0,0,0,0,0,null,"Agriculture","nutrient management alfalfa",0,0,0,0,0,0,0,0,0,0,0,null,"Agriculture","nutrient management alfalfa",0,0,0,0,0,0,0,0,0,0,0,null,"Agriculture","nutrient management alfalfa",0,0,0,0,0,0,0,0,0,0,0,null,"Agriculture","nutrient management alfalfa",0,0,0,0,0,0,0,0,0,0,0,null,"Agriculture","nutrient management alfalfa",0,0,0,0,0,0,0,0,0,0,0,null,"Agriculture","nutrient management alfalfa",0,0,0,0,0,0,0,0,0,0,0,null,"Agriculture","nutrient management alfalfa",0,0,0,0,0,0,0,0,0,0,0,null,"Agriculture","nutrient management alfalfa",0,0,0,0,0,0,0,0,0,0,0,null,"Agriculture","nutrient management alfalfa",0,0,0,0,0,0,0,0,0,0,0,null,"Agriculture","nutrient management alfalfa",0,0,0,0,0,0,0,0,0,0,0,null,"Agriculture","nutrient management alfalfa",0,0,0,0,0,0,0,0,0,0,0,null,"Agriculture","nutrient management alfalfa",0,0,0,0,0,0,0,0,0,0,0,null,"Agriculture","nutrient management alfalfa",0,0,0,0,0,0,0,0,0,0,0,null,"Agriculture","nutrient management alfalfa",0,0,0,0,0,0,0,0,0,0,0]
[{"$f":"OFFSET(Allegany[[#This Row],[Sector]],0,$B$1*14-14)","v":"Agriculture"},{"$f":"OFFSET(Allegany[[#This Row],[Landuse]],0,$B$1*14-14)","v":"nutrient management hay"},{"$f":"OFFSET(Allegany[[#This Row],[PreBMPAcres]],0,$B$1*14-14)","v":0},{"$f":"OFFSET(Allegany[[#This Row],[PostBMPAcres]],0,$B$1*14-14)","v":0},{"$f":"OFFSET(Allegany[[#This Row],[Lbs Nitrogen-Edge of Stream]],0,$B$1*14-14)","v":0},{"$f":"OFFSET(Allegany[[#This Row],[Lbs Nitrogen-Delivered]],0,$B$1*14-14)","v":0},{"$f":"OFFSET(Allegany[[#This Row],[Lbs Phosphorus-Edge of Stream]],0,$B$1*14-14)","v":0},{"$f":"OFFSET(Allegany[[#This Row],[Lbs Phosphorus-Delivered]],0,$B$1*14-14)","v":0},{"$f":"OFFSET(Allegany[[#This Row],[Lbs Sediment-Edge of Stream]],0,$B$1*14-14)","v":0},{"$f":"OFFSET(Allegany[[#This Row],[Lbs Sediment-Delivered]],0,$B$1*14-14)","v":0},{"$f":"OFFSET(Allegany[[#This Row],[TN lbs/ac]],0,$B$1*14-14)","v":0},{"$f":"OFFSET(Allegany[[#This Row],[TP lbs/ac]],0,$B$1*14-14)","v":0},{"$f":"OFFSET(Allegany[[#This Row],[TSS lbs/ac]],0,$B$1*14-14)","v":0},null,"Agriculture","nutrient management hay",0,0,0,0,0,0,0,0,0,0,0,null,"Agriculture","nutrient management hay",0,0,0,0,0,0,0,0,0,0,0,null,"Agriculture","nutrient management hay",0,0,0,0,0,0,0,0,0,0,0,null,"Agriculture","nutrient management hay",0,0,0,0,0,0,0,0,0,0,0,null,"Agriculture","nutrient management hay",0,0,0,0,0,0,0,0,0,0,0,null,"Agriculture","nutrient management hay",0,0,0,0,0,0,0,0,0,0,0,null,"Agriculture","nutrient management hay",0,0,0,0,0,0,0,0,0,0,0,null,"Agriculture","nutrient management hay",0,0,0,0,0,0,0,0,0,0,0,null,"Agriculture","nutrient management hay",0,0,0,0,0,0,0,0,0,0,0,null,"Agriculture","nutrient management hay",0,0,0,0,0,0,0,0,0,0,0,null,"Agriculture","nutrient management hay",0,0,0,0,0,0,0,0,0,0,0,null,"Agriculture","nutrient management hay",0,0,0,0,0,0,0,0,0,0,0,null,"Agriculture","nutrient management hay",0,0,0,0,0,0,0,0,0,0,0,null,"Agriculture","nutrient management hay",0,0,0,0,0,0,0,0,0,0,0,null,"Agriculture","nutrient management hay",0,0,0,0,0,0,0,0,0,0,0,null,"Agriculture","nutrient management hay",0,0,0,0,0,0,0,0,0,0,0,null,"Agriculture","nutrient management hay",0,0,0,0,0,0,0,0,0,0,0,null,"Agriculture","nutrient management hay",0,0,0,0,0,0,0,0,0,0,0,null,"Agriculture","nutrient management hay",0,0,0,0,0,0,0,0,0,0,0,null,"Agriculture","nutrient management hay",0,0,0,0,0,0,0,0,0,0,0,null,"Agriculture","nutrient management hay",0,0,0,0,0,0,0,0,0,0,0,null,"Agriculture","nutrient management hay",0,0,0,0,0,0,0,0,0,0,0,null,"Agriculture","nutrient management hay",0,0,0,0,0,0,0,0,0,0,0,null,"Agriculture","nutrient management hay",0,0,0,0,0,0,0,0,0,0,0]
[{"$f":"OFFSET(Allegany[[#This Row],[Sector]],0,$B$1*14-14)","v":"Agriculture"},{"$f":"OFFSET(Allegany[[#This Row],[Landuse]],0,$B$1*14-14)","v":"nutrient management hightill with manure"},{"$f":"OFFSET(Allegany[[#This Row],[PreBMPAcres]],0,$B$1*14-14)","v":0},{"$f":"OFFSET(Allegany[[#This Row],[PostBMPAcres]],0,$B$1*14-14)","v":0},{"$f":"OFFSET(Allegany[[#This Row],[Lbs Nitrogen-Edge of Stream]],0,$B$1*14-14)","v":0},{"$f":"OFFSET(Allegany[[#This Row],[Lbs Nitrogen-Delivered]],0,$B$1*14-14)","v":0},{"$f":"OFFSET(Allegany[[#This Row],[Lbs Phosphorus-Edge of Stream]],0,$B$1*14-14)","v":0},{"$f":"OFFSET(Allegany[[#This Row],[Lbs Phosphorus-Delivered]],0,$B$1*14-14)","v":0},{"$f":"OFFSET(Allegany[[#This Row],[Lbs Sediment-Edge of Stream]],0,$B$1*14-14)","v":0},{"$f":"OFFSET(Allegany[[#This Row],[Lbs Sediment-Delivered]],0,$B$1*14-14)","v":0},{"$f":"OFFSET(Allegany[[#This Row],[TN lbs/ac]],0,$B$1*14-14)","v":0},{"$f":"OFFSET(Allegany[[#This Row],[TP lbs/ac]],0,$B$1*14-14)","v":0},{"$f":"OFFSET(Allegany[[#This Row],[TSS lbs/ac]],0,$B$1*14-14)","v":0},null,"Agriculture","nutrient management hightill with manure",0,0,0,0,0,0,0,0,0,0,0,null,"Agriculture","nutrient management hightill with manure",0,0,0,0,0,0,0,0,0,0,0,null,"Agriculture","nutrient management hightill with manure",0,0,0,0,0,0,0,0,0,0,0,null,"Agriculture","nutrient management hightill with manure",0,0,0,0,0,0,0,0,0,0,0,null,"Agriculture","nutrient management hightill with manure",0,0,0,0,0,0,0,0,0,0,0,null,"Agriculture","nutrient management hightill with manure",0,0,0,0,0,0,0,0,0,0,0,null,"Agriculture","nutrient management hightill with manure",0,0,0,0,0,0,0,0,0,0,0,null,"Agriculture","nutrient management hightill with manure",0,0,0,0,0,0,0,0,0,0,0,null,"Agriculture","nutrient management hightill with manure",0,0,0,0,0,0,0,0,0,0,0,null,"Agriculture","nutrient management hightill with manure",0,0,0,0,0,0,0,0,0,0,0,null,"Agriculture","nutrient management hightill with manure",0,0,0,0,0,0,0,0,0,0,0,null,"Agriculture","nutrient management hightill with manure",0,0,0,0,0,0,0,0,0,0,0,null,"Agriculture","nutrient management hightill with manure",0,0,0,0,0,0,0,0,0,0,0,null,"Agriculture","nutrient management hightill with manure",0,0,0,0,0,0,0,0,0,0,0,null,"Agriculture","nutrient management hightill with manure",0,0,0,0,0,0,0,0,0,0,0,null,"Agriculture","nutrient management hightill with manure",0,0,0,0,0,0,0,0,0,0,0,null,"Agriculture","nutrient management hightill with manure",0,0,0,0,0,0,0,0,0,0,0,null,"Agriculture","nutrient management hightill with manure",0,0,0,0,0,0,0,0,0,0,0,null,"Agriculture","nutrient management hightill with manure",0,0,0,0,0,0,0,0,0,0,0,null,"Agriculture","nutrient management hightill with manure",0,0,0,0,0,0,0,0,0,0,0,null,"Agriculture","nutrient management hightill with manure",0,0,0,0,0,0,0,0,0,0,0,null,"Agriculture","nutrient management hightill with manure",0,0,0,0,0,0,0,0,0,0,0,null,"Agriculture","nutrient management hightill with manure",0,0,0,0,0,0,0,0,0,0,0,null,"Agriculture","nutrient management hightill with manure",0,0,0,0,0,0,0,0,0,0,0]
[{"$f":"OFFSET(Allegany[[#This Row],[Sector]],0,$B$1*14-14)","v":"Agriculture"},{"$f":"OFFSET(Allegany[[#This Row],[Landuse]],0,$B$1*14-14)","v":"nutrient management hightill without manure"},{"$f":"OFFSET(Allegany[[#This Row],[PreBMPAcres]],0,$B$1*14-14)","v":0},{"$f":"OFFSET(Allegany[[#This Row],[PostBMPAcres]],0,$B$1*14-14)","v":0},{"$f":"OFFSET(Allegany[[#This Row],[Lbs Nitrogen-Edge of Stream]],0,$B$1*14-14)","v":0},{"$f":"OFFSET(Allegany[[#This Row],[Lbs Nitrogen-Delivered]],0,$B$1*14-14)","v":0},{"$f":"OFFSET(Allegany[[#This Row],[Lbs Phosphorus-Edge of Stream]],0,$B$1*14-14)","v":0},{"$f":"OFFSET(Allegany[[#This Row],[Lbs Phosphorus-Delivered]],0,$B$1*14-14)","v":0},{"$f":"OFFSET(Allegany[[#This Row],[Lbs Sediment-Edge of Stream]],0,$B$1*14-14)","v":0},{"$f":"OFFSET(Allegany[[#This Row],[Lbs Sediment-Delivered]],0,$B$1*14-14)","v":0},{"$f":"OFFSET(Allegany[[#This Row],[TN lbs/ac]],0,$B$1*14-14)","v":0},{"$f":"OFFSET(Allegany[[#This Row],[TP lbs/ac]],0,$B$1*14-14)","v":0},{"$f":"OFFSET(Allegany[[#This Row],[TSS lbs/ac]],0,$B$1*14-14)","v":0},null,"Agriculture","nutrient management hightill without manure",0,0,0,0,0,0,0,0,0,0,0,null,"Agriculture","nutrient management hightill without manure",0,0,0,0,0,0,0,0,0,0,0,null,"Agriculture","nutrient management hightill without manure",0,0,0,0,0,0,0,0,0,0,0,null,"Agriculture","nutrient management hightill without manure",0,0,0,0,0,0,0,0,0,0,0,null,"Agriculture","nutrient management hightill without manure",0,0,0,0,0,0,0,0,0,0,0,null,"Agriculture","nutrient management hightill without manure",0,0,0,0,0,0,0,0,0,0,0,null,"Agriculture","nutrient management hightill without manure",0,0,0,0,0,0,0,0,0,0,0,null,"Agriculture","nutrient management hightill without manure",0,0,0,0,0,0,0,0,0,0,0,null,"Agriculture","nutrient management hightill without manure",0,0,0,0,0,0,0,0,0,0,0,null,"Agriculture","nutrient management hightill without manure",0,0,0,0,0,0,0,0,0,0,0,null,"Agriculture","nutrient management hightill without manure",0,0,0,0,0,0,0,0,0,0,0,null,"Agriculture","nutrient management hightill without manure",0,0,0,0,0,0,0,0,0,0,0,null,"Agriculture","nutrient management hightill without manure",0,0,0,0,0,0,0,0,0,0,0,null,"Agriculture","nutrient management hightill without manure",0,0,0,0,0,0,0,0,0,0,0,null,"Agriculture","nutrient management hightill without manure",0,0,0,0,0,0,0,0,0,0,0,null,"Agriculture","nutrient management hightill without manure",0,0,0,0,0,0,0,0,0,0,0,null,"Agriculture","nutrient management hightill without manure",0,0,0,0,0,0,0,0,0,0,0,null,"Agriculture","nutrient management hightill without manure",0,0,0,0,0,0,0,0,0,0,0,null,"Agriculture","nutrient management hightill without manure",0,0,0,0,0,0,0,0,0,0,0,null,"Agriculture","nutrient management hightill without manure",0,0,0,0,0,0,0,0,0,0,0,null,"Agriculture","nutrient management hightill without manure",0,0,0,0,0,0,0,0,0,0,0,null,"Agriculture","nutrient management hightill without manure",0,0,0,0,0,0,0,0,0,0,0,null,"Agriculture","nutrient management hightill without manure",0,0,0,0,0,0,0,0,0,0,0,null,"Agriculture","nutrient management hightill without manure",0,0,0,0,0,0,0,0,0,0,0]
[{"$f":"OFFSET(Allegany[[#This Row],[Sector]],0,$B$1*14-14)","v":"Agriculture"},{"$f":"OFFSET(Allegany[[#This Row],[Landuse]],0,$B$1*14-14)","v":"nutrient management lowtill"},{"$f":"OFFSET(Allegany[[#This Row],[PreBMPAcres]],0,$B$1*14-14)","v":0},{"$f":"OFFSET(Allegany[[#This Row],[PostBMPAcres]],0,$B$1*14-14)","v":0},{"$f":"OFFSET(Allegany[[#This Row],[Lbs Nitrogen-Edge of Stream]],0,$B$1*14-14)","v":0},{"$f":"OFFSET(Allegany[[#This Row],[Lbs Nitrogen-Delivered]],0,$B$1*14-14)","v":0},{"$f":"OFFSET(Allegany[[#This Row],[Lbs Phosphorus-Edge of Stream]],0,$B$1*14-14)","v":0},{"$f":"OFFSET(Allegany[[#This Row],[Lbs Phosphorus-Delivered]],0,$B$1*14-14)","v":0},{"$f":"OFFSET(Allegany[[#This Row],[Lbs Sediment-Edge of Stream]],0,$B$1*14-14)","v":0},{"$f":"OFFSET(Allegany[[#This Row],[Lbs Sediment-Delivered]],0,$B$1*14-14)","v":0},{"$f":"OFFSET(Allegany[[#This Row],[TN lbs/ac]],0,$B$1*14-14)","v":0},{"$f":"OFFSET(Allegany[[#This Row],[TP lbs/ac]],0,$B$1*14-14)","v":0},{"$f":"OFFSET(Allegany[[#This Row],[TSS lbs/ac]],0,$B$1*14-14)","v":0},null,"Agriculture","nutrient management lowtill",0,0,0,0,0,0,0,0,0,0,0,null,"Agriculture","nutrient management lowtill",0,0,0,0,0,0,0,0,0,0,0,null,"Agriculture","nutrient management lowtill",0,0,0,0,0,0,0,0,0,0,0,null,"Agriculture","nutrient management lowtill",0,0,0,0,0,0,0,0,0,0,0,null,"Agriculture","nutrient management lowtill",0,0,0,0,0,0,0,0,0,0,0,null,"Agriculture","nutrient management lowtill",0,0,0,0,0,0,0,0,0,0,0,null,"Agriculture","nutrient management lowtill",0,0,0,0,0,0,0,0,0,0,0,null,"Agriculture","nutrient management lowtill",0,0,0,0,0,0,0,0,0,0,0,null,"Agriculture","nutrient management lowtill",0,0,0,0,0,0,0,0,0,0,0,null,"Agriculture","nutrient management lowtill",0,0,0,0,0,0,0,0,0,0,0,null,"Agriculture","nutrient management lowtill",0,0,0,0,0,0,0,0,0,0,0,null,"Agriculture","nutrient management lowtill",0,0,0,0,0,0,0,0,0,0,0,null,"Agriculture","nutrient management lowtill",0,0,0,0,0,0,0,0,0,0,0,null,"Agriculture","nutrient management lowtill",0,0,0,0,0,0,0,0,0,0,0,null,"Agriculture","nutrient management lowtill",0,0,0,0,0,0,0,0,0,0,0,null,"Agriculture","nutrient management lowtill",0,0,0,0,0,0,0,0,0,0,0,null,"Agriculture","nutrient management lowtill",0,0,0,0,0,0,0,0,0,0,0,null,"Agriculture","nutrient management lowtill",0,0,0,0,0,0,0,0,0,0,0,null,"Agriculture","nutrient management lowtill",0,0,0,0,0,0,0,0,0,0,0,null,"Agriculture","nutrient management lowtill",0,0,0,0,0,0,0,0,0,0,0,null,"Agriculture","nutrient management lowtill",0,0,0,0,0,0,0,0,0,0,0,null,"Agriculture","nutrient management lowtill",0,0,0,0,0,0,0,0,0,0,0,null,"Agriculture","nutrient management lowtill",0,0,0,0,0,0,0,0,0,0,0,null,"Agriculture","nutrient management lowtill",0,0,0,0,0,0,0,0,0,0,0]
[{"$f":"OFFSET(Allegany[[#This Row],[Sector]],0,$B$1*14-14)","v":"Agriculture"},{"$f":"OFFSET(Allegany[[#This Row],[Landuse]],0,$B$1*14-14)","v":"nutrient management pasture"},{"$f":"OFFSET(Allegany[[#This Row],[PreBMPAcres]],0,$B$1*14-14)","v":0},{"$f":"OFFSET(Allegany[[#This Row],[PostBMPAcres]],0,$B$1*14-14)","v":0},{"$f":"OFFSET(Allegany[[#This Row],[Lbs Nitrogen-Edge of Stream]],0,$B$1*14-14)","v":0},{"$f":"OFFSET(Allegany[[#This Row],[Lbs Nitrogen-Delivered]],0,$B$1*14-14)","v":0},{"$f":"OFFSET(Allegany[[#This Row],[Lbs Phosphorus-Edge of Stream]],0,$B$1*14-14)","v":0},{"$f":"OFFSET(Allegany[[#This Row],[Lbs Phosphorus-Delivered]],0,$B$1*14-14)","v":0},{"$f":"OFFSET(Allegany[[#This Row],[Lbs Sediment-Edge of Stream]],0,$B$1*14-14)","v":0},{"$f":"OFFSET(Allegany[[#This Row],[Lbs Sediment-Delivered]],0,$B$1*14-14)","v":0},{"$f":"OFFSET(Allegany[[#This Row],[TN lbs/ac]],0,$B$1*14-14)","v":0},{"$f":"OFFSET(Allegany[[#This Row],[TP lbs/ac]],0,$B$1*14-14)","v":0},{"$f":"OFFSET(Allegany[[#This Row],[TSS lbs/ac]],0,$B$1*14-14)","v":0},null,"Agriculture","nutrient management pasture",0,0,0,0,0,0,0,0,0,0,0,null,"Agriculture","nutrient management pasture",0,0,0,0,0,0,0,0,0,0,0,null,"Agriculture","nutrient management pasture",0,0,0,0,0,0,0,0,0,0,0,null,"Agriculture","nutrient management pasture",0,0,0,0,0,0,0,0,0,0,0,null,"Agriculture","nutrient management pasture",0,0,0,0,0,0,0,0,0,0,0,null,"Agriculture","nutrient management pasture",0,0,0,0,0,0,0,0,0,0,0,null,"Agriculture","nutrient management pasture",0,0,0,0,0,0,0,0,0,0,0,null,"Agriculture","nutrient management pasture",0,0,0,0,0,0,0,0,0,0,0,null,"Agriculture","nutrient management pasture",0,0,0,0,0,0,0,0,0,0,0,null,"Agriculture","nutrient management pasture",0,0,0,0,0,0,0,0,0,0,0,null,"Agriculture","nutrient management pasture",0,0,0,0,0,0,0,0,0,0,0,null,"Agriculture","nutrient management pasture",0,0,0,0,0,0,0,0,0,0,0,null,"Agriculture","nutrient management pasture",0,0,0,0,0,0,0,0,0,0,0,null,"Agriculture","nutrient management pasture",0,0,0,0,0,0,0,0,0,0,0,null,"Agriculture","nutrient management pasture",0,0,0,0,0,0,0,0,0,0,0,null,"Agriculture","nutrient management pasture",0,0,0,0,0,0,0,0,0,0,0,null,"Agriculture","nutrient management pasture",0,0,0,0,0,0,0,0,0,0,0,null,"Agriculture","nutrient management pasture",0,0,0,0,0,0,0,0,0,0,0,null,"Agriculture","nutrient management pasture",0,0,0,0,0,0,0,0,0,0,0,null,"Agriculture","nutrient management pasture",0,0,0,0,0,0,0,0,0,0,0,null,"Agriculture","nutrient management pasture",0,0,0,0,0,0,0,0,0,0,0,null,"Agriculture","nutrient management pasture",0,0,0,0,0,0,0,0,0,0,0,null,"Agriculture","nutrient management pasture",0,0,0,0,0,0,0,0,0,0,0,null,"Agriculture","nutrient management pasture",0,0,0,0,0,0,0,0,0,0,0]
[{"$f":"OFFSET(Allegany[[#This Row],[Sector]],0,$B$1*14-14)","v":"Agriculture"},{"$f":"OFFSET(Allegany[[#This Row],[Landuse]],0,$B$1*14-14)","v":"pasture"},{"$f":"OFFSET(Allegany[[#This Row],[PreBMPAcres]],0,$B$1*14-14)","v":7890.6},{"$f":"OFFSET(Allegany[[#This Row],[PostBMPAcres]],0,$B$1*14-14)","v":7890.6},{"$f":"OFFSET(Allegany[[#This Row],[Lbs Nitrogen-Edge of Stream]],0,$B$1*14-14)","v":83098.8},{"$f":"OFFSET(Allegany[[#This Row],[Lbs Nitrogen-Delivered]],0,$B$1*14-14)","v":16776.8},{"$f":"OFFSET(Allegany[[#This Row],[Lbs Phosphorus-Edge of Stream]],0,$B$1*14-14)","v":8182.7},{"$f":"OFFSET(Allegany[[#This Row],[Lbs Phosphorus-Delivered]],0,$B$1*14-14)","v":3836.3},{"$f":"OFFSET(Allegany[[#This Row],[Lbs Sediment-Edge of Stream]],0,$B$1*14-14)","v":1551740},{"$f":"OFFSET(Allegany[[#This Row],[Lbs Sediment-Delivered]],0,$B$1*14-14)","v":1004990},{"$f":"OFFSET(Allegany[[#This Row],[TN lbs/ac]],0,$B$1*14-14)","v":2.1261754492687501},{"$f":"OFFSET(Allegany[[#This Row],[TP lbs/ac]],0,$B$1*14-14)","v":0.48618609484703318},{"$f":"OFFSET(Allegany[[#This Row],[TSS lbs/ac]],0,$B$1*14-14)","v":127.36547284110206},null,"Agriculture","pasture",7890.6,7890.6,83098.8,16776.8,8182.7,3836.3,1551740,1004990,2.1261754492687501,0.48618609484703318,127.36547284110206,null,"Agriculture","pasture",4788.7,4788.7,21749,21400.6,3036,2960.5,235746.4,235421.9,4.4689790548583117,0.61822624094221812,49.161964625054814,null,"Agriculture","pasture",0,0,0,0,0,0,0,0,0,0,0,null,"Agriculture","pasture",12600.5,12600.5,98071.7,31804.3,8681,3510,3212698,1180055,2.5240506329113925,0.27856037458831001,93.651442403079244,null,"Agriculture","pasture",2768.7,2768.7,9716.1,9674.6,1453.7,1451.4,205905.7,205477.4,3.4942752916531226,0.52421714161881039,74.214396648246478,null,"Agriculture","pasture",4298.5,4298.5,0,0,2560.9,2414.8000000000002,16959,19351.599999999999,0,0.5617773641968129,4.501942538094684,null,"Agriculture","pasture",18051.3,18051.3,198138.2,31906.9,26561.7,8107.8,5288207,2498093,1.767567986793195,0.4491532465805787,138.38853711367048,null,"Agriculture","pasture",9993.2000000000007,9993.2000000000007,314002.2,289427.5,5428.9,5158.3999999999996,993226,1025450,28.962444462234316,0.51619100988672295,102.61477804907337,null,"Agriculture","pasture",5988.6,5988.6,18643.900000000001,16317.4,3374.4,3174.4,211179.4,260260.7,2.7247436796580167,0.53007380689977623,43.45935610994222,null,"Agriculture","pasture",2208.9,2208.9,7856.9,7741.6,887.7,884.4,17949,18567.3,3.5047308615147812,0.4003802797772647,8.4056770338177369,null,"Agriculture","pasture",30251.8,30251.8,261753.60000000001,119934.7,61651.4,28922.7,19350879,12537305,3.9645475641118875,0.95606542420616303,414.43170323749331,null,"Agriculture","pasture",13602,13602,128186.8,3834.5,17267.7,3438.3,2830296,601881.80000000005,0.28190707248933983,0.25277900308778123,44.249507425378624,null,"Agriculture","pasture",14141.3,14141.3,153024.29999999999,111448.2,9867.6,7827.9,2379122,2024078,7.8810434684222814,0.55354882507265957,143.13238528282409,null,"Agriculture","pasture",5269,5269,48591.8,15298.2,4588.1000000000004,1597.4,5714290,3055141,2.9034351869424939,0.30316948187511866,579.83317517555508,null,"Agriculture","pasture",5370.8,5370.8,16239,15847.8,2269.5,2238.8000000000002,726359.5,748998.8,2.9507335964846946,0.41684665226781858,139.45758546212855,null,"Agriculture","pasture",9976.9,9976.9,134310.29999999999,70469.600000000006,14612.2,5933.3,4205753,2452628,7.0632761679479605,0.59470376569876415,245.83066884503202,null,"Agriculture","pasture",5303.3,5303.3,28821,25658,3685.6,3372,1570280,2296279,4.8381196613429376,0.63583052061923706,432.99059076424112,null,"Agriculture","pasture",8031.5,8031.5,10336.6,9511.2999999999993,3748.2,3585.8,182364.4,214003.6,1.1842495175247463,0.44646703604557059,26.645533212973916,null,"Agriculture","pasture",3474.8,3474.8,19011.099999999999,18036,3064.4,2973.9,18136.5,19907.900000000001,5.190514561989179,0.85584781857948655,5.7292218257165883,null,"Agriculture","pasture",6295.7,6295.7,23988,22738.5,3998,3948.1,228397.2,340907.2,3.6117508775831122,0.62711056753021899,54.149212954873967,null,"Agriculture","pasture",3767.5,3767.5,2866,2866,1608.1,1608.1,12013.3,12013.3,0.7607166556071665,0.42683477106834766,3.1886662242866621,null,"Agriculture","pasture",22453.7,22453.7,364246.9,213460.8,38189.9,17916.099999999999,26099920,16909964,9.5067093619314402,0.79791303883101661,753.10367556349286,null,"Agriculture","pasture",4512.2,4512.2,0,0,4194.5,3766,48440.7,49501.5,0,0.83462612472851383,10.970590842604494,null,"Agriculture","pasture",1335.3,1335.3,6889.1,5919,788,689.3,41225.199999999997,42873.7,4.4327117501685018,0.51621358496218073,32.107915824159363]
[{"$f":"OFFSET(Allegany[[#This Row],[Sector]],0,$B$1*14-14)","v":"Urban"},{"$f":"OFFSET(Allegany[[#This Row],[Landuse]],0,$B$1*14-14)","v":"County Phase I/II MS4 Impervious"},{"$f":"OFFSET(Allegany[[#This Row],[PreBMPAcres]],0,$B$1*14-14)","v":0},{"$f":"OFFSET(Allegany[[#This Row],[PostBMPAcres]],0,$B$1*14-14)","v":0},{"$f":"OFFSET(Allegany[[#This Row],[Lbs Nitrogen-Edge of Stream]],0,$B$1*14-14)","v":0},{"$f":"OFFSET(Allegany[[#This Row],[Lbs Nitrogen-Delivered]],0,$B$1*14-14)","v":0},{"$f":"OFFSET(Allegany[[#This Row],[Lbs Phosphorus-Edge of Stream]],0,$B$1*14-14)","v":0},{"$f":"OFFSET(Allegany[[#This Row],[Lbs Phosphorus-Delivered]],0,$B$1*14-14)","v":0},{"$f":"OFFSET(Allegany[[#This Row],[Lbs Sediment-Edge of Stream]],0,$B$1*14-14)","v":0},{"$f":"OFFSET(Allegany[[#This Row],[Lbs Sediment-Delivered]],0,$B$1*14-14)","v":0},{"$f":"OFFSET(Allegany[[#This Row],[TN lbs/ac]],0,$B$1*14-14)","v":0},{"$f":"OFFSET(Allegany[[#This Row],[TP lbs/ac]],0,$B$1*14-14)","v":0},{"$f":"OFFSET(Allegany[[#This Row],[TSS lbs/ac]],0,$B$1*14-14)","v":0},null,"Urban","County Phase I/II MS4 Impervious",0,0,0,0,0,0,0,0,0,0,0,null,"Urban","County Phase I/II MS4 Impervious",23503.4,23923.4,246699.1,233674.7,36420.400000000001,33884.199999999997,14427898,13590796,9.7676208231271477,1.4163622227609787,568.09634082112075,null,"Urban","County Phase I/II MS4 Impervious",23573.200000000001,24036.400000000001,358242.8,238928.3,37042.300000000003,26392.799999999999,33501423,32974074,9.9402697575344057,1.0980346474513654,1371.8391273235593,null,"Urban","County Phase I/II MS4 Impervious",38282,39026.199999999997,561943.19999999995,311898.09999999998,58577.8,37986.1,50969554,37375085,7.9920181826567793,0.97334867345526854,957.69214015200055,null,"Urban","County Phase I/II MS4 Impervious",0,0,0,0,0,0,0,0,0,0,0,null,"Urban","County Phase I/II MS4 Impervious",0,0,0,0,0,0,0,0,0,0,0,null,"Urban","County Phase I/II MS4 Impervious",5294.7,5294.7,100687.2,8094,9237.5,1489.4,8676680,1912956,1.5286985098305854,0.28130016809262093,361.29639073035298,null,"Urban","County Phase I/II MS4 Impervious",4461.7,4461.7,64561.5,57399.1,5225.5,4889.8,5108014,5255139,12.864849720958379,1.0959499742250713,1177.8333370688304,null,"Urban","County Phase I/II MS4 Impervious",4331.2,4331.2,33045.199999999997,20045.2,6055,4849,2009838,2007272,4.6280938308090143,1.1195511636497968,463.44477281123017,null,"Urban","County Phase I/II MS4 Impervious",0,0,0,0,0,0,0,0,0,0,0,null,"Urban","County Phase I/II MS4 Impervious",7269.9,7269.9,212592.6,114409.2,21315.9,10000,11015838,7137088,15.737382907605332,1.3755347391298367,981.73124802266886,null,"Urban","County Phase I/II MS4 Impervious",0,0,0,0,0,0,0,0,0,0,0,null,"Urban","County Phase I/II MS4 Impervious",9014.2000000000007,9014.2000000000007,146861.5,109011.4,14277.4,11525.5,14370414,14483438,12.093297242129083,1.2785937742672671,1606.7358168223468,null,"Urban","County Phase I/II MS4 Impervious",13768.1,13768.1,188681.9,121338.9,22829.3,12984.5,25170448,21022482,8.8130460993165354,0.94308582883622283,1526.8978290395914,null,"Urban","County Phase I/II MS4 Impervious",0,0,0,0,0,0,0,0,0,0,0,null,"Urban","County Phase I/II MS4 Impervious",25624.3,25624.3,611935.30000000005,331319.90000000002,59530.9,30487.200000000001,41839577,37909077,12.929910280475955,1.1897768914663036,1479.4190280319854,null,"Urban","County Phase I/II MS4 Impervious",27410.6,27410.6,267010.8,213520,39399.599999999999,34195.5,12356654,20889144,7.7896872013016862,1.2475283284568743,762.0826979343758,null,"Urban","County Phase I/II MS4 Impervious",0,0,0,0,0,0,0,0,0,0,0,null,"Urban","County Phase I/II MS4 Impervious",0,0,0,0,0,0,0,0,0,0,0,null,"Urban","County Phase I/II MS4 Impervious",0,0,0,0,0,0,0,0,0,0,0,null,"Urban","County Phase I/II MS4 Impervious",0,0,0,0,0,0,0,0,0,0,0,null,"Urban","County Phase I/II MS4 Impervious",5258.7,5258.7,135700.4,78881.2,10833.5,5082.3999999999996,10394977,6734836,15.000133112746497,0.96647460398957918,1280.7035959457662,null,"Urban","County Phase I/II MS4 Impervious",0,0.1,0.8,0.8,0.1,0.1,26.2,26.2,8,1,262,null,"Urban","County Phase I/II MS4 Impervious",0,0,0,0,0,0,0,0,0,0,0]
[{"$f":"OFFSET(Allegany[[#This Row],[Sector]],0,$B$1*14-14)","v":"Urban"},{"$f":"OFFSET(Allegany[[#This Row],[Landuse]],0,$B$1*14-14)","v":"County Phase I/II MS4 Pervious"},{"$f":"OFFSET(Allegany[[#This Row],[PreBMPAcres]],0,$B$1*14-14)","v":0},{"$f":"OFFSET(Allegany[[#This Row],[PostBMPAcres]],0,$B$1*14-14)","v":0},{"$f":"OFFSET(Allegany[[#This Row],[Lbs Nitrogen-Edge of Stream]],0,$B$1*14-14)","v":0},{"$f":"OFFSET(Allegany[[#This Row],[Lbs Nitrogen-Delivered]],0,$B$1*14-14)","v":0},{"$f":"OFFSET(Allegany[[#This Row],[Lbs Phosphorus-Edge of Stream]],0,$B$1*14-14)","v":0},{"$f":"OFFSET(Allegany[[#This Row],[Lbs Phosphorus-Delivered]],0,$B$1*14-14)","v":0},{"$f":"OFFSET(Allegany[[#This Row],[Lbs Sediment-Edge of Stream]],0,$B$1*14-14)","v":0},{"$f":"OFFSET(Allegany[[#This Row],[Lbs Sediment-Delivered]],0,$B$1*14-14)","v":0},{"$f":"OFFSET(Allegany[[#This Row],[TN lbs/ac]],0,$B$1*14-14)","v":0},{"$f":"OFFSET(Allegany[[#This Row],[TP lbs/ac]],0,$B$1*14-14)","v":0},{"$f":"OFFSET(Allegany[[#This Row],[TSS lbs/ac]],0,$B$1*14-14)","v":0},null,"Urban","County Phase I/II MS4 Pervious",0,0,0,0,0,0,0,0,0,0,0,null,"Urban","County Phase I/II MS4 Pervious",58330.2,59342.6,529345,499860.9,24442.7,22714.799999999999,5515172,5220276,8.4233063600179303,0.38277392631937257,87.968440883951828,null,"Urban","County Phase I/II MS4 Pervious",21218.3,21475.5,254112.1,157546.70000000001,6749.3,4458.3,3722091,3672688,7.3361132453260698,0.20759935740727806,171.01757817047334,null,"Urban","County Phase I/II MS4 Pervious",89768.1,91539.3,923045.4,472837.6,20995.5,12496.3,17693081,12218272,5.1654054597315024,0.13651295126792534,133.47569841587165,null,"Urban","County Phase I/II MS4 Pervious",0,0,0,0,0,0,0,0,0,0,0,null,"Urban","County Phase I/II MS4 Pervious",0,0,0,0,0,0,0,0,0,0,0,null,"Urban","County Phase I/II MS4 Pervious",34192.1,34192.1,439748.9,41362.400000000001,12050.7,2269.6,8862141,2250120,1.2097063356740301,6.6377906007528048E-2,65.808183761746136,null,"Urban","County Phase I/II MS4 Pervious",22181.3,22181.3,183737.9,162770.20000000001,4020.8,3750.6,3485847,3600117,7.338172244187672,0.1690883762448549,162.30414808870535,null,"Urban","County Phase I/II MS4 Pervious",12673.2,12673.2,72409.7,42441.9,3937.1,3119.2,873599.3,862892.5,3.3489489631663667,0.24612568254268849,68.087973045481803,null,"Urban","County Phase I/II MS4 Pervious",0,0,0,0,0,0,0,0,0,0,0,null,"Urban","County Phase I/II MS4 Pervious",31226.7,31226.7,643045,338645.5,18336.5,8602.2000000000007,7738526,5013739,10.844741839515542,0.2754757947525675,160.55936105960603,null,"Urban","County Phase I/II MS4 Pervious",0,0,0,0,0,0,0,0,0,0,0,null,"Urban","County Phase I/II MS4 Pervious",37368.6,37368.6,473553.1,341094.7,11601.7,9291,8840883,8996128,9.1278426272324893,0.2486312037378976,240.74030068025027,null,"Urban","County Phase I/II MS4 Pervious",44969.8,44969.8,424047.3,255494.3,12773.6,7151.1,12826829,10802905,5.6814640047320637,0.15902005345809855,240.22577374148872,null,"Urban","County Phase I/II MS4 Pervious",0,0,0,0,0,0,0,0,0,0,0,null,"Urban","County Phase I/II MS4 Pervious",88667.3,88667.4,1289308,696542.6,31313.8,15907.4,22094683,19333034,7.8556786372443534,0.17940528311419981,218.03993350430937,null,"Urban","County Phase I/II MS4 Pervious",69869.7,69869.7,363471.4,286085.5,15588.7,13431.4,5459889,8910937,4.0945574404928031,0.19223497453116301,127.53650008515852,null,"Urban","County Phase I/II MS4 Pervious",0,0,0,0,0,0,0,0,0,0,0,null,"Urban","County Phase I/II MS4 Pervious",0,0,0,0,0,0,0,0,0,0,0,null,"Urban","County Phase I/II MS4 Pervious",0,0,0,0,0,0,0,0,0,0,0,null,"Urban","County Phase I/II MS4 Pervious",0,0,0,0,0,0,0,0,0,0,0,null,"Urban","County Phase I/II MS4 Pervious",16903.5,16903.5,300418.40000000002,176714.2,5182.2,2431.1999999999998,6906081,4474404,10.454296447481292,0.14382820126009405,264.7028130268879,null,"Urban","County Phase I/II MS4 Pervious",0,0.1,0.8,0.8,0,0,4.5,4.5,8,0,45,null,"Urban","County Phase I/II MS4 Pervious",0,0,0,0,0,0,0,0,0,0,0]
[{"$f":"OFFSET(Allegany[[#This Row],[Sector]],0,$B$1*14-14)","v":"Urban"},{"$f":"OFFSET(Allegany[[#This Row],[Landuse]],0,$B$1*14-14)","v":"CSS construction"},{"$f":"OFFSET(Allegany[[#This Row],[PreBMPAcres]],0,$B$1*14-14)","v":38},{"$f":"OFFSET(Allegany[[#This Row],[PostBMPAcres]],0,$B$1*14-14)","v":38},{"$f":"OFFSET(Allegany[[#This Row],[Lbs Nitrogen-Edge of Stream]],0,$B$1*14-14)","v":0},{"$f":"OFFSET(Allegany[[#This Row],[Lbs Nitrogen-Delivered]],0,$B$1*14-14)","v":0},{"$f":"OFFSET(Allegany[[#This Row],[Lbs Phosphorus-Edge of Stream]],0,$B$1*14-14)","v":0},{"$f":"OFFSET(Allegany[[#This Row],[Lbs Phosphorus-Delivered]],0,$B$1*14-14)","v":0},{"$f":"OFFSET(Allegany[[#This Row],[Lbs Sediment-Edge of Stream]],0,$B$1*14-14)","v":0},{"$f":"OFFSET(Allegany[[#This Row],[Lbs Sediment-Delivered]],0,$B$1*14-14)","v":0},{"$f":"OFFSET(Allegany[[#This Row],[TN lbs/ac]],0,$B$1*14-14)","v":0},{"$f":"OFFSET(Allegany[[#This Row],[TP lbs/ac]],0,$B$1*14-14)","v":0},{"$f":"OFFSET(Allegany[[#This Row],[TSS lbs/ac]],0,$B$1*14-14)","v":0},null,"Urban","CSS construction",38,38,0,0,0,0,0,0,0,0,0,null,"Urban","CSS construction",8.6999999999999993,0,0,0,0,0,0,0,0,0,0,null,"Urban","CSS construction",26.3,0,0,0,0,0,0,0,0,0,0,null,"Urban","CSS construction",25.5,0,0,0,0,0,0,0,0,0,0,null,"Urban","CSS construction",0,0,0,0,0,0,0,0,0,0,0,null,"Urban","CSS construction",11.8,0,0,0,0,0,0,0,0,0,0,null,"Urban","CSS construction",0,0,0,0,0,0,0,0,0,0,0,null,"Urban","CSS construction",0,0,0,0,0,0,0,0,0,0,0,null,"Urban","CSS construction",0,0,0,0,0,0,0,0,0,0,0,null,"Urban","CSS construction",62.3,0,0,0,0,0,0,0,0,0,0,null,"Urban","CSS construction",0,0,0,0,0,0,0,0,0,0,0,null,"Urban","CSS construction",0,0,0,0,0,0,0,0,0,0,0,null,"Urban","CSS construction",0,0,0,0,0,0,0,0,0,0,0,null,"Urban","CSS construction",0,0,0,0,0,0,0,0,0,0,0,null,"Urban","CSS construction",0,0,0,0,0,0,0,0,0,0,0,null,"Urban","CSS construction",0,0,0,0,0,0,0,0,0,0,0,null,"Urban","CSS construction",0,0,0,0,0,0,0,0,0,0,0,null,"Urban","CSS construction",0,0,0,0,0,0,0,0,0,0,0,null,"Urban","CSS construction",0,0,0,0,0,0,0,0,0,0,0,null,"Urban","CSS construction",0,0,0,0,0,0,0,0,0,0,0,null,"Urban","CSS construction",0,0,0,0,0,0,0,0,0,0,0,null,"Urban","CSS construction",0,0,0,0,0,0,0,0,0,0,0,null,"Urban","CSS construction",0.4,0,0,0,0,0,0,0,0,0,0,null,"Urban","CSS construction",40.700000000000003,0,0,0,0,0,0,0,0,0,0]
[{"$f":"OFFSET(Allegany[[#This Row],[Sector]],0,$B$1*14-14)","v":"Urban"},{"$f":"OFFSET(Allegany[[#This Row],[Landuse]],0,$B$1*14-14)","v":"CSS extractive"},{"$f":"OFFSET(Allegany[[#This Row],[PreBMPAcres]],0,$B$1*14-14)","v":6.4},{"$f":"OFFSET(Allegany[[#This Row],[PostBMPAcres]],0,$B$1*14-14)","v":6.4},{"$f":"OFFSET(Allegany[[#This Row],[Lbs Nitrogen-Edge of Stream]],0,$B$1*14-14)","v":0},{"$f":"OFFSET(Allegany[[#This Row],[Lbs Nitrogen-Delivered]],0,$B$1*14-14)","v":0},{"$f":"OFFSET(Allegany[[#This Row],[Lbs Phosphorus-Edge of Stream]],0,$B$1*14-14)","v":0},{"$f":"OFFSET(Allegany[[#This Row],[Lbs Phosphorus-Delivered]],0,$B$1*14-14)","v":0},{"$f":"OFFSET(Allegany[[#This Row],[Lbs Sediment-Edge of Stream]],0,$B$1*14-14)","v":0},{"$f":"OFFSET(Allegany[[#This Row],[Lbs Sediment-Delivered]],0,$B$1*14-14)","v":0},{"$f":"OFFSET(Allegany[[#This Row],[TN lbs/ac]],0,$B$1*14-14)","v":0},{"$f":"OFFSET(Allegany[[#This Row],[TP lbs/ac]],0,$B$1*14-14)","v":0},{"$f":"OFFSET(Allegany[[#This Row],[TSS lbs/ac]],0,$B$1*14-14)","v":0},null,"Urban","CSS extractive",6.4,6.4,0,0,0,0,0,0,0,0,0,null,"Urban","CSS extractive",4.3,0,0,0,0,0,0,0,0,0,0,null,"Urban","CSS extractive",0,0,0,0,0,0,0,0,0,0,0,null,"Urban","CSS extractive",0,0,0,0,0,0,0,0,0,0,0,null,"Urban","CSS extractive",0,0,0,0,0,0,0,0,0,0,0,null,"Urban","CSS extractive",0,0,0,0,0,0,0,0,0,0,0,null,"Urban","CSS extractive",0,0,0,0,0,0,0,0,0,0,0,null,"Urban","CSS extractive",0,0,0,0,0,0,0,0,0,0,0,null,"Urban","CSS extractive",0,0,0,0,0,0,0,0,0,0,0,null,"Urban","CSS extractive",0,0,0,0,0,0,0,0,0,0,0,null,"Urban","CSS extractive",0,0,0,0,0,0,0,0,0,0,0,null,"Urban","CSS extractive",0,0,0,0,0,0,0,0,0,0,0,null,"Urban","CSS extractive",0,0,0,0,0,0,0,0,0,0,0,null,"Urban","CSS extractive",0,0,0,0,0,0,0,0,0,0,0,null,"Urban","CSS extractive",0,0,0,0,0,0,0,0,0,0,0,null,"Urban","CSS extractive",0,0,0,0,0,0,0,0,0,0,0,null,"Urban","CSS extractive",0,0,0,0,0,0,0,0,0,0,0,null,"Urban","CSS extractive",0,0,0,0,0,0,0,0,0,0,0,null,"Urban","CSS extractive",0,0,0,0,0,0,0,0,0,0,0,null,"Urban","CSS extractive",0,0,0,0,0,0,0,0,0,0,0,null,"Urban","CSS extractive",0,0,0,0,0,0,0,0,0,0,0,null,"Urban","CSS extractive",0,0,0,0,0,0,0,0,0,0,0,null,"Urban","CSS extractive",0,0,0,0,0,0,0,0,0,0,0,null,"Urban","CSS extractive",0,0,0,0,0,0,0,0,0,0,0]
[{"$f":"OFFSET(Allegany[[#This Row],[Sector]],0,$B$1*14-14)","v":"Urban"},{"$f":"OFFSET(Allegany[[#This Row],[Landuse]],0,$B$1*14-14)","v":"CSS impervious developed"},{"$f":"OFFSET(Allegany[[#This Row],[PreBMPAcres]],0,$B$1*14-14)","v":2004.4},{"$f":"OFFSET(Allegany[[#This Row],[PostBMPAcres]],0,$B$1*14-14)","v":2004.4},{"$f":"OFFSET(Allegany[[#This Row],[Lbs Nitrogen-Edge of Stream]],0,$B$1*14-14)","v":0},{"$f":"OFFSET(Allegany[[#This Row],[Lbs Nitrogen-Delivered]],0,$B$1*14-14)","v":0},{"$f":"OFFSET(Allegany[[#This Row],[Lbs Phosphorus-Edge of Stream]],0,$B$1*14-14)","v":0},{"$f":"OFFSET(Allegany[[#This Row],[Lbs Phosphorus-Delivered]],0,$B$1*14-14)","v":0},{"$f":"OFFSET(Allegany[[#This Row],[Lbs Sediment-Edge of Stream]],0,$B$1*14-14)","v":0},{"$f":"OFFSET(Allegany[[#This Row],[Lbs Sediment-Delivered]],0,$B$1*14-14)","v":0},{"$f":"OFFSET(Allegany[[#This Row],[TN lbs/ac]],0,$B$1*14-14)","v":0},{"$f":"OFFSET(Allegany[[#This Row],[TP lbs/ac]],0,$B$1*14-14)","v":0},{"$f":"OFFSET(Allegany[[#This Row],[TSS lbs/ac]],0,$B$1*14-14)","v":0},null,"Urban","CSS impervious developed",2004.4,2004.4,0,0,0,0,0,0,0,0,0,null,"Urban","CSS impervious developed",1023,0,0,0,0,0,0,0,0,0,0,null,"Urban","CSS impervious developed",560,0,0,0,0,0,0,0,0,0,0,null,"Urban","CSS impervious developed",919.1,0,0,0,0,0,0,0,0,0,0,null,"Urban","CSS impervious developed",0,0,0,0,0,0,0,0,0,0,0,null,"Urban","CSS impervious developed",135.19999999999999,0,0,0,0,0,0,0,0,0,0,null,"Urban","CSS impervious developed",0,0,0,0,0,0,0,0,0,0,0,null,"Urban","CSS impervious developed",0,0,0,0,0,0,0,0,0,0,0,null,"Urban","CSS impervious developed",0,0,0,0,0,0,0,0,0,0,0,null,"Urban","CSS impervious developed",517.5,0,0,0,0,0,0,0,0,0,0,null,"Urban","CSS impervious developed",0,0,0,0,0,0,0,0,0,0,0,null,"Urban","CSS impervious developed",0,0,0,0,0,0,0,0,0,0,0,null,"Urban","CSS impervious developed",0,0,0,0,0,0,0,0,0,0,0,null,"Urban","CSS impervious developed",0,0,0,0,0,0,0,0,0,0,0,null,"Urban","CSS impervious developed",0,0,0,0,0,0,0,0,0,0,0,null,"Urban","CSS impervious developed",0.3,0.3,0,0,0,0,0,0,0,0,0,null,"Urban","CSS impervious developed",0,0,0,0,0,0,0,0,0,0,0,null,"Urban","CSS impervious developed",0,0,0,0,0,0,0,0,0,0,0,null,"Urban","CSS impervious developed",0,0,0,0,0,0,0,0,0,0,0,null,"Urban","CSS impervious developed",0,0,0,0,0,0,0,0,0,0,0,null,"Urban","CSS impervious developed",0,0,0,0,0,0,0,0,0,0,0,null,"Urban","CSS impervious developed",0,0,0,0,0,0,0,0,0,0,0,null,"Urban","CSS impervious developed",3.6,0,0,0,0,0,0,0,0,0,0,null,"Urban","CSS impervious developed",118.6,0,0,0,0,0,0,0,0,0,0]
[{"$f":"OFFSET(Allegany[[#This Row],[Sector]],0,$B$1*14-14)","v":"Urban"},{"$f":"OFFSET(Allegany[[#This Row],[Landuse]],0,$B$1*14-14)","v":"CSS pervious developed"},{"$f":"OFFSET(Allegany[[#This Row],[PreBMPAcres]],0,$B$1*14-14)","v":9536.7999999999993},{"$f":"OFFSET(Allegany[[#This Row],[PostBMPAcres]],0,$B$1*14-14)","v":9536.7999999999993},{"$f":"OFFSET(Allegany[[#This Row],[Lbs Nitrogen-Edge of Stream]],0,$B$1*14-14)","v":0},{"$f":"OFFSET(Allegany[[#This Row],[Lbs Nitrogen-Delivered]],0,$B$1*14-14)","v":0},{"$f":"OFFSET(Allegany[[#This Row],[Lbs Phosphorus-Edge of Stream]],0,$B$1*14-14)","v":0},{"$f":"OFFSET(Allegany[[#This Row],[Lbs Phosphorus-Delivered]],0,$B$1*14-14)","v":0},{"$f":"OFFSET(Allegany[[#This Row],[Lbs Sediment-Edge of Stream]],0,$B$1*14-14)","v":0},{"$f":"OFFSET(Allegany[[#This Row],[Lbs Sediment-Delivered]],0,$B$1*14-14)","v":0},{"$f":"OFFSET(Allegany[[#This Row],[TN lbs/ac]],0,$B$1*14-14)","v":0},{"$f":"OFFSET(Allegany[[#This Row],[TP lbs/ac]],0,$B$1*14-14)","v":0},{"$f":"OFFSET(Allegany[[#This Row],[TSS lbs/ac]],0,$B$1*14-14)","v":0},null,"Urban","CSS pervious developed",9536.7999999999993,9536.7999999999993,0,0,0,0,0,0,0,0,0,null,"Urban","CSS pervious developed",1939,0,0,0,0,0,0,0,0,0,0,null,"Urban","CSS pervious developed",285.10000000000002,0,0,0,0,0,0,0,0,0,0,null,"Urban","CSS pervious developed",2040.2,0,0,0,0,0,0,0,0,0,0,null,"Urban","CSS pervious developed",0,0,0,0,0,0,0,0,0,0,0,null,"Urban","CSS pervious developed",441.8,0,0,0,0,0,0,0,0,0,0,null,"Urban","CSS pervious developed",0,0,0,0,0,0,0,0,0,0,0,null,"Urban","CSS pervious developed",0,0,0,0,0,0,0,0,0,0,0,null,"Urban","CSS pervious developed",0,0,0,0,0,0,0,0,0,0,0,null,"Urban","CSS pervious developed",1791.2,0,0,0,0,0,0,0,0,0,0,null,"Urban","CSS pervious developed",0,0,0,0,0,0,0,0,0,0,0,null,"Urban","CSS pervious developed",0,0,0,0,0,0,0,0,0,0,0,null,"Urban","CSS pervious developed",0,0,0,0,0,0,0,0,0,0,0,null,"Urban","CSS pervious developed",0,0,0,0,0,0,0,0,0,0,0,null,"Urban","CSS pervious developed",0,0,0,0,0,0,0,0,0,0,0,null,"Urban","CSS pervious developed",1,1,0,0,0,0,0,0,0,0,0,null,"Urban","CSS pervious developed",0,0,0,0,0,0,0,0,0,0,0,null,"Urban","CSS pervious developed",0,0,0,0,0,0,0,0,0,0,0,null,"Urban","CSS pervious developed",0,0,0,0,0,0,0,0,0,0,0,null,"Urban","CSS pervious developed",0,0,0,0,0,0,0,0,0,0,0,null,"Urban","CSS pervious developed",0,0,0,0,0,0,0,0,0,0,0,null,"Urban","CSS pervious developed",0,0,0,0,0,0,0,0,0,0,0,null,"Urban","CSS pervious developed",7.6,0,0,0,0,0,0,0,0,0,0,null,"Urban","CSS pervious developed",980.9,0,0,0,0,0,0,0,0,0,0]
[{"$f":"OFFSET(Allegany[[#This Row],[Sector]],0,$B$1*14-14)","v":"Urban"},{"$f":"OFFSET(Allegany[[#This Row],[Landuse]],0,$B$1*14-14)","v":"Federal Impervious"},{"$f":"OFFSET(Allegany[[#This Row],[PreBMPAcres]],0,$B$1*14-14)","v":0},{"$f":"OFFSET(Allegany[[#This Row],[PostBMPAcres]],0,$B$1*14-14)","v":0},{"$f":"OFFSET(Allegany[[#This Row],[Lbs Nitrogen-Edge of Stream]],0,$B$1*14-14)","v":0},{"$f":"OFFSET(Allegany[[#This Row],[Lbs Nitrogen-Delivered]],0,$B$1*14-14)","v":0},{"$f":"OFFSET(Allegany[[#This Row],[Lbs Phosphorus-Edge of Stream]],0,$B$1*14-14)","v":0},{"$f":"OFFSET(Allegany[[#This Row],[Lbs Phosphorus-Delivered]],0,$B$1*14-14)","v":0},{"$f":"OFFSET(Allegany[[#This Row],[Lbs Sediment-Edge of Stream]],0,$B$1*14-14)","v":0},{"$f":"OFFSET(Allegany[[#This Row],[Lbs Sediment-Delivered]],0,$B$1*14-14)","v":0},{"$f":"OFFSET(Allegany[[#This Row],[TN lbs/ac]],0,$B$1*14-14)","v":0},{"$f":"OFFSET(Allegany[[#This Row],[TP lbs/ac]],0,$B$1*14-14)","v":0},{"$f":"OFFSET(Allegany[[#This Row],[TSS lbs/ac]],0,$B$1*14-14)","v":0},null,"Urban","Federal Impervious",0,0,0,0,0,0,0,0,0,0,0,null,"Urban","Federal Impervious",1482.5,1482.5,20195.5,16999,2428.8000000000002,1973.3,749282.3,786018.5,11.466441821247892,1.3310623946037099,530.19797639123101,null,"Urban","Federal Impervious",32.799999999999997,32.799999999999997,430.6,306.2,50.4,39.299999999999997,36903.4,33938.699999999997,9.3353658536585371,1.1981707317073171,1034.7164634146341,null,"Urban","Federal Impervious",156.6,156.6,2375.5,1558.5,238.3,149.69999999999999,275736.90000000002,240488.2,9.9521072796934877,0.95593869731800762,1535.6845466155812,null,"Urban","Federal Impervious",0,0,0,0,0,0,0,0,0,0,0,null,"Urban","Federal Impervious",0,0,0,0,0,0,0,0,0,0,0,null,"Urban","Federal Impervious",1.1000000000000001,1.1000000000000001,19.600000000000001,0,1.8,0,1606.3,0,0,0,0,null,"Urban","Federal Impervious",5.0999999999999996,5.0999999999999996,56.7,56.7,5.9,5.9,3183.2,3183.2,11.117647058823531,1.1568627450980393,624.15686274509801,null,"Urban","Federal Impervious",317.3,317.3,2493.4,2493.4,457.4,457.4,188237.6,188237.6,7.8581783800819416,1.4415379766782224,593.24803025527888,null,"Urban","Federal Impervious",0,0,0,0,0,0,0,0,0,0,0,null,"Urban","Federal Impervious",163.69999999999999,163.69999999999999,4721.8,2689.4,469.8,220.4,239155.5,154947.20000000001,16.428833231521075,1.3463653023824069,946.53145998778268,null,"Urban","Federal Impervious",0,0,0,0,0,0,0,0,0,0,0,null,"Urban","Federal Impervious",1107.9000000000001,1107.9000000000001,11651.6,11633.2,1810.2,1807.3,679141,678116.6,10.500225652134668,1.631284411950537,612.07383337846363,null,"Urban","Federal Impervious",2.5,2.5,36.6,27.5,4.2,3.1,6512.6,6979,11,1.24,2791.6,null,"Urban","Federal Impervious",0,0,0,0,0,0,0,0,0,0,0,null,"Urban","Federal Impervious",554.20000000000005,554.20000000000005,11432.2,7387.2,1084.2,563.29999999999995,966587,1177716,13.329483940815589,1.0164200649584987,2125.0739805124504,null,"Urban","Federal Impervious",2210.6,2210.6,22692.7,20345.7,3119.1,2814.6,941200.4,2369494,9.2037003528453827,1.273228987605175,1071.878223106849,null,"Urban","Federal Impervious",0,0,0,0,0,0,0,0,0,0,0,null,"Urban","Federal Impervious",0,0,0,0,0,0,0,0,0,0,0,null,"Urban","Federal Impervious",0,0,0,0,0,0,0,0,0,0,0,null,"Urban","Federal Impervious",0,0,0,0,0,0,0,0,0,0,0,null,"Urban","Federal Impervious",124.8,124.8,3249.3,1999,326.2,153,308886.59999999998,200125.6,16.017628205128204,1.2259615384615385,1603.5705128205129,null,"Urban","Federal Impervious",0,0.1,0.8,0.8,0.1,0.1,26.2,26.2,8,1,262,null,"Urban","Federal Impervious",0,0,0,0,0,0,0,0,0,0,0]
[{"$f":"OFFSET(Allegany[[#This Row],[Sector]],0,$B$1*14-14)","v":"Urban"},{"$f":"OFFSET(Allegany[[#This Row],[Landuse]],0,$B$1*14-14)","v":"Federal Pervious"},{"$f":"OFFSET(Allegany[[#This Row],[PreBMPAcres]],0,$B$1*14-14)","v":0},{"$f":"OFFSET(Allegany[[#This Row],[PostBMPAcres]],0,$B$1*14-14)","v":0},{"$f":"OFFSET(Allegany[[#This Row],[Lbs Nitrogen-Edge of Stream]],0,$B$1*14-14)","v":0},{"$f":"OFFSET(Allegany[[#This Row],[Lbs Nitrogen-Delivered]],0,$B$1*14-14)","v":0},{"$f":"OFFSET(Allegany[[#This Row],[Lbs Phosphorus-Edge of Stream]],0,$B$1*14-14)","v":0},{"$f":"OFFSET(Allegany[[#This Row],[Lbs Phosphorus-Delivered]],0,$B$1*14-14)","v":0},{"$f":"OFFSET(Allegany[[#This Row],[Lbs Sediment-Edge of Stream]],0,$B$1*14-14)","v":0},{"$f":"OFFSET(Allegany[[#This Row],[Lbs Sediment-Delivered]],0,$B$1*14-14)","v":0},{"$f":"OFFSET(Allegany[[#This Row],[TN lbs/ac]],0,$B$1*14-14)","v":0},{"$f":"OFFSET(Allegany[[#This Row],[TP lbs/ac]],0,$B$1*14-14)","v":0},{"$f":"OFFSET(Allegany[[#This Row],[TSS lbs/ac]],0,$B$1*14-14)","v":0},null,"Urban","Federal Pervious",0,0,0,0,0,0,0,0,0,0,0,null,"Urban","Federal Pervious",4199.3999999999996,4199.3999999999996,49481.4,41621.599999999999,1867.9,1512.7,327551.09999999998,343573.5,9.9113206648568841,0.36021812639900941,81.814902128875559,null,"Urban","Federal Pervious",34.700000000000003,34.700000000000003,301.10000000000002,281.5,10.7,10.199999999999999,3100.3,3045.8,8.1123919308357344,0.29394812680115268,87.775216138328531,null,"Urban","Federal Pervious",328.9,328.9,3521.3,2243.1,79,51.9,72043.100000000006,59893.3,6.820006080875646,0.15779872301611433,182.10185466707208,null,"Urban","Federal Pervious",0,0,0,0,0,0,0,0,0,0,0,null,"Urban","Federal Pervious",0,0,0,0,0,0,0,0,0,0,0,null,"Urban","Federal Pervious",6.9,6.9,119.8,0,3.9,0,1480.9,0,0,0,0,null,"Urban","Federal Pervious",14.9,14.9,136.1,136.1,4.9000000000000004,4.9000000000000004,1347.7,1347.7,9.1342281879194633,0.32885906040268459,90.449664429530202,null,"Urban","Federal Pervious",1532.1,1532.1,12016.1,12016.1,679.2,679.2,132873,132873,7.8428953723647288,0.44331309966712362,86.726062267476024,null,"Urban","Federal Pervious",0,0,0,0,0,0,0,0,0,0,0,null,"Urban","Federal Pervious",403.8,403.8,7811.1,4625.5,207.6,97.4,95293.8,61740.2,11.45492818226845,0.24120851906884597,152.89796929172857,null,"Urban","Federal Pervious",0,0,0,0,0,0,0,0,0,0,0,null,"Urban","Federal Pervious",5225,5225,48929.2,48914.2,2246.6,2245.4,457219.8,457353.1,9.3615693779904294,0.42974162679425837,87.531693779904302,null,"Urban","Federal Pervious",2.9,2.9,27.2,20.399999999999999,0.8,0.6,1164.9000000000001,1248.3,7.0344827586206895,0.20689655172413793,430.44827586206895,null,"Urban","Federal Pervious",0,0,0,0,0,0,0,0,0,0,0,null,"Urban","Federal Pervious",1231.4000000000001,1231.4000000000001,17111.5,11573.1,347,185.2,300299.7,436077.2,9.3983271073574794,0.15039792106545394,354.13123274321907,null,"Urban","Federal Pervious",6158.6,6158.6,43579.6,38103.1,1753.3,1542.8,421978.1,1264867,6.1869743123437138,0.25051147988179129,205.38222972753547,null,"Urban","Federal Pervious",0,0,0,0,0,0,0,0,0,0,0,null,"Urban","Federal Pervious",0,0,0,0,0,0,0,0,0,0,0,null,"Urban","Federal Pervious",0,0,0,0,0,0,0,0,0,0,0,null,"Urban","Federal Pervious",0,0,0,0,0,0,0,0,0,0,0,null,"Urban","Federal Pervious",163.1,163.1,2840.8,1735.7,77.400000000000006,36.299999999999997,68235.7,44209.4,10.641937461679952,0.22256284488044142,271.05702023298591,null,"Urban","Federal Pervious",0,0.1,0.8,0.8,0,0,4.5,4.5,8,0,45,null,"Urban","Federal Pervious",0,0,0,0,0,0,0,0,0,0,0]
[{"$f":"OFFSET(Allegany[[#This Row],[Sector]],0,$B$1*14-14)","v":"Urban"},{"$f":"OFFSET(Allegany[[#This Row],[Landuse]],0,$B$1*14-14)","v":"Municipal Phase II MS4 Impervious"},{"$f":"OFFSET(Allegany[[#This Row],[PreBMPAcres]],0,$B$1*14-14)","v":0},{"$f":"OFFSET(Allegany[[#This Row],[PostBMPAcres]],0,$B$1*14-14)","v":0},{"$f":"OFFSET(Allegany[[#This Row],[Lbs Nitrogen-Edge of Stream]],0,$B$1*14-14)","v":0},{"$f":"OFFSET(Allegany[[#This Row],[Lbs Nitrogen-Delivered]],0,$B$1*14-14)","v":0},{"$f":"OFFSET(Allegany[[#This Row],[Lbs Phosphorus-Edge of Stream]],0,$B$1*14-14)","v":0},{"$f":"OFFSET(Allegany[[#This Row],[Lbs Phosphorus-Delivered]],0,$B$1*14-14)","v":0},{"$f":"OFFSET(Allegany[[#This Row],[Lbs Sediment-Edge of Stream]],0,$B$1*14-14)","v":0},{"$f":"OFFSET(Allegany[[#This Row],[Lbs Sediment-Delivered]],0,$B$1*14-14)","v":0},{"$f":"OFFSET(Allegany[[#This Row],[TN lbs/ac]],0,$B$1*14-14)","v":0},{"$f":"OFFSET(Allegany[[#This Row],[TP lbs/ac]],0,$B$1*14-14)","v":0},{"$f":"OFFSET(Allegany[[#This Row],[TSS lbs/ac]],0,$B$1*14-14)","v":0},null,"Urban","Municipal Phase II MS4 Impervious",0,0,0,0,0,0,0,0,0,0,0,null,"Urban","Municipal Phase II MS4 Impervious",1726.6,1726.6,16745,16745,2591.5,2591.5,1141428,1141428,9.6982508977180597,1.5009266767056644,661.08421174562727,null,"Urban","Municipal Phase II MS4 Impervious",0,0,0,0,0,0,0,0,0,0,0,null,"Urban","Municipal Phase II MS4 Impervious",0,0,0,0,0,0,0,0,0,0,0,null,"Urban","Municipal Phase II MS4 Impervious",0,0,0,0,0,0,0,0,0,0,0,null,"Urban","Municipal Phase II MS4 Impervious",0,0,0,0,0,0,0,0,0,0,0,null,"Urban","Municipal Phase II MS4 Impervious",4055.6,4055.6,97864.8,18421.7,9232.4,3243.6,7153644,3013537,4.5422872078114214,0.79978301607653612,743.05577473123583,null,"Urban","Municipal Phase II MS4 Impervious",800.5,800.5,8612.6,8612.6,828.6,828.6,508496.9,508496.9,10.75902560899438,1.035103060587133,635.22410993129301,null,"Urban","Municipal Phase II MS4 Impervious",0,0,0,0,0,0,0,0,0,0,0,null,"Urban","Municipal Phase II MS4 Impervious",0,0,0,0,0,0,0,0,0,0,0,null,"Urban","Municipal Phase II MS4 Impervious",6078.1,6078.1,178412.2,90802,17942.2,8417.2999999999993,10436026,6761431,14.939207976176764,1.384857109952123,1112.4250999489971,null,"Urban","Municipal Phase II MS4 Impervious",0,0,0,0,0,0,0,0,0,0,0,null,"Urban","Municipal Phase II MS4 Impervious",2206.9,2206.9,38029.800000000003,35155.1,3542.5,3301.9,1639611,1761543,15.92962979745344,1.4961710997326567,798.19792469074264,null,"Urban","Municipal Phase II MS4 Impervious",0,0,0,0,0,0,0,0,0,0,0,null,"Urban","Municipal Phase II MS4 Impervious",0,0,0,0,0,0,0,0,0,0,0,null,"Urban","Municipal Phase II MS4 Impervious",5381.3,5381.3,144262.5,89641.4,14067.1,6878,9131848,6260865,16.657945106201101,1.2781298199319866,1163.448423243454,null,"Urban","Municipal Phase II MS4 Impervious",8834.2999999999993,8834.2999999999993,98117.8,69126.7,13270.6,10640.8,3897426,10647065,7.8248078512162822,1.2044870561334797,1205.19622380947,null,"Urban","Municipal Phase II MS4 Impervious",0,0,0,0,0,0,0,0,0,0,0,null,"Urban","Municipal Phase II MS4 Impervious",0,0,0,0,0,0,0,0,0,0,0,null,"Urban","Municipal Phase II MS4 Impervious",0,0,0,0,0,0,0,0,0,0,0,null,"Urban","Municipal Phase II MS4 Impervious",0,0,0,0,0,0,0,0,0,0,0,null,"Urban","Municipal Phase II MS4 Impervious",3344.6,3344.6,85975.3,53467.9,5484.4,2572.9,6320831,4095224,15.986336183699098,0.76926986784667828,1224.4286312264546,null,"Urban","Municipal Phase II MS4 Impervious",3135.2,3138.3,37402.6,34322.300000000003,3409,3244,1333558,1571845,10.936589873498392,1.0336806551317592,500.85874518051173,null,"Urban","Municipal Phase II MS4 Impervious",0,0,0,0,0,0,0,0,0,0,0]
[{"$f":"OFFSET(Allegany[[#This Row],[Sector]],0,$B$1*14-14)","v":"Urban"},{"$f":"OFFSET(Allegany[[#This Row],[Landuse]],0,$B$1*14-14)","v":"Municipal Phase II MS4 Pervious"},{"$f":"OFFSET(Allegany[[#This Row],[PreBMPAcres]],0,$B$1*14-14)","v":0},{"$f":"OFFSET(Allegany[[#This Row],[PostBMPAcres]],0,$B$1*14-14)","v":0},{"$f":"OFFSET(Allegany[[#This Row],[Lbs Nitrogen-Edge of Stream]],0,$B$1*14-14)","v":0},{"$f":"OFFSET(Allegany[[#This Row],[Lbs Nitrogen-Delivered]],0,$B$1*14-14)","v":0},{"$f":"OFFSET(Allegany[[#This Row],[Lbs Phosphorus-Edge of Stream]],0,$B$1*14-14)","v":0},{"$f":"OFFSET(Allegany[[#This Row],[Lbs Phosphorus-Delivered]],0,$B$1*14-14)","v":0},{"$f":"OFFSET(Allegany[[#This Row],[Lbs Sediment-Edge of Stream]],0,$B$1*14-14)","v":0},{"$f":"OFFSET(Allegany[[#This Row],[Lbs Sediment-Delivered]],0,$B$1*14-14)","v":0},{"$f":"OFFSET(Allegany[[#This Row],[TN lbs/ac]],0,$B$1*14-14)","v":0},{"$f":"OFFSET(Allegany[[#This Row],[TP lbs/ac]],0,$B$1*14-14)","v":0},{"$f":"OFFSET(Allegany[[#This Row],[TSS lbs/ac]],0,$B$1*14-14)","v":0},null,"Urban","Municipal Phase II MS4 Pervious",0,0,0,0,0,0,0,0,0,0,0,null,"Urban","Municipal Phase II MS4 Pervious",2332.3000000000002,2332.3000000000002,19439.099999999999,19439.099999999999,944.6,944.6,236251.7,236251.7,8.3347339536080245,0.40500793208420871,101.29558804613471,null,"Urban","Municipal Phase II MS4 Pervious",0,0,0,0,0,0,0,0,0,0,0,null,"Urban","Municipal Phase II MS4 Pervious",0,0,0,0,0,0,0,0,0,0,0,null,"Urban","Municipal Phase II MS4 Pervious",0,0,0,0,0,0,0,0,0,0,0,null,"Urban","Municipal Phase II MS4 Pervious",0,0,0,0,0,0,0,0,0,0,0,null,"Urban","Municipal Phase II MS4 Pervious",12211.6,12211.6,199906.5,39636.400000000001,5625.4,2063.1,3351424,1477058,3.2457990762881197,0.16894592027252775,120.95532117003505,null,"Urban","Municipal Phase II MS4 Pervious",2044.8,2044.8,12530.8,12530.8,323.8,323.8,179029,179029,6.1281298904538337,0.15835289514866979,87.553305946791866,null,"Urban","Municipal Phase II MS4 Pervious",0,0,0,0,0,0,0,0,0,0,0,null,"Urban","Municipal Phase II MS4 Pervious",0,0,0,0,0,0,0,0,0,0,0,null,"Urban","Municipal Phase II MS4 Pervious",15922.2,15922.2,328589.59999999998,169775.5,9370.7000000000007,4396.1000000000004,4316098,2796371,10.6628166961852,0.27609878031930263,175.62717463667082,null,"Urban","Municipal Phase II MS4 Pervious",0,0,0,0,0,0,0,0,0,0,0,null,"Urban","Municipal Phase II MS4 Pervious",5811.2,5811.2,75970.8,70959.8,1826,1720.1,593341.80000000005,635951.6,12.210868667400883,0.29599738436123346,109.43550385462555,null,"Urban","Municipal Phase II MS4 Pervious",0,0,0,0,0,0,0,0,0,0,0,null,"Urban","Municipal Phase II MS4 Pervious",0,0,0,0,0,0,0,0,0,0,0,null,"Urban","Municipal Phase II MS4 Pervious",9290.2999999999993,9290.2999999999993,151766.29999999999,95776.8,3688.1,1801.1,2397205,1638975,10.309333390740882,0.19386887398684649,176.41787671011701,null,"Urban","Municipal Phase II MS4 Pervious",16197.9,16197.9,98163.199999999997,66628.899999999994,3803.6,3015.8,1252640,3190381,4.1134282839133469,0.18618462887164386,196.9626309583341,null,"Urban","Municipal Phase II MS4 Pervious",0,0,0,0,0,0,0,0,0,0,0,null,"Urban","Municipal Phase II MS4 Pervious",0,0,0,0,0,0,0,0,0,0,0,null,"Urban","Municipal Phase II MS4 Pervious",0,0,0,0,0,0,0,0,0,0,0,null,"Urban","Municipal Phase II MS4 Pervious",0,0,0,0,0,0,0,0,0,0,0,null,"Urban","Municipal Phase II MS4 Pervious",5094.2,5094.2,90307.7,56216,1317.1,617.9,2016617,1306553,11.035295041419655,0.12129480585764202,256.47854422676772,null,"Urban","Municipal Phase II MS4 Pervious",3984,3990.9,27024.799999999999,25012.7,880.2,841.7,224815.4,261432.6,6.2674334110100478,0.21090480843919918,65.507178831842438,null,"Urban","Municipal Phase II MS4 Pervious",0,0,0,0,0,0,0,0,0,0,0]
[{"$f":"OFFSET(Allegany[[#This Row],[Sector]],0,$B$1*14-14)","v":"Urban"},{"$f":"OFFSET(Allegany[[#This Row],[Landuse]],0,$B$1*14-14)","v":"nonregulated extractive"},{"$f":"OFFSET(Allegany[[#This Row],[PreBMPAcres]],0,$B$1*14-14)","v":4528.1000000000004},{"$f":"OFFSET(Allegany[[#This Row],[PostBMPAcres]],0,$B$1*14-14)","v":4528.1000000000004},{"$f":"OFFSET(Allegany[[#This Row],[Lbs Nitrogen-Edge of Stream]],0,$B$1*14-14)","v":128004.3},{"$f":"OFFSET(Allegany[[#This Row],[Lbs Nitrogen-Delivered]],0,$B$1*14-14)","v":14706.2},{"$f":"OFFSET(Allegany[[#This Row],[Lbs Phosphorus-Edge of Stream]],0,$B$1*14-14)","v":25751.200000000001},{"$f":"OFFSET(Allegany[[#This Row],[Lbs Phosphorus-Delivered]],0,$B$1*14-14)","v":12080.8},{"$f":"OFFSET(Allegany[[#This Row],[Lbs Sediment-Edge of Stream]],0,$B$1*14-14)","v":19680567},{"$f":"OFFSET(Allegany[[#This Row],[Lbs Sediment-Delivered]],0,$B$1*14-14)","v":12750908},{"$f":"OFFSET(Allegany[[#This Row],[TN lbs/ac]],0,$B$1*14-14)","v":3.2477639628100086},{"$f":"OFFSET(Allegany[[#This Row],[TP lbs/ac]],0,$B$1*14-14)","v":2.6679622799849825},{"$f":"OFFSET(Allegany[[#This Row],[TSS lbs/ac]],0,$B$1*14-14)","v":2815.9510611514761},null,"Urban","nonregulated extractive",4528.1000000000004,4528.1000000000004,128004.3,14706.2,25751.200000000001,12080.8,19680567,12750908,3.2477639628100086,2.6679622799849825,2815.9510611514761,null,"Urban","nonregulated extractive",260.2,260.2,3034.9,2026.7,704.7,601.20000000000005,397897.1,411799.6,7.7890084550345895,2.310530361260569,1582.6272098385857,null,"Urban","nonregulated extractive",0,0,0,0,0,0,0,0,0,0,0,null,"Urban","nonregulated extractive",200.3,200.3,3229.6,1282.8,519.4,188.7,683567.9,307234.09999999998,6.4043934098851718,0.94208686969545674,1533.8696954568145,null,"Urban","nonregulated extractive",43.6,43.6,383,383,111.9,111.9,41820.400000000001,41820.400000000001,8.7844036697247709,2.5665137614678901,959.18348623853217,null,"Urban","nonregulated extractive",307.3,307.3,3089.2,2437.1999999999998,525.20000000000005,464.4,376523.1,459735.8,7.9310120403514475,1.5112268141880898,1496.0488122356003,null,"Urban","nonregulated extractive",289.8,289.8,9526.4,2337.8000000000002,1642.4,770.5,1529330,990842.7,8.0669427191166321,2.6587301587301586,3419.056935817805,null,"Urban","nonregulated extractive",662.7,662.7,9419.2000000000007,8576.7999999999993,1080.4000000000001,1042.3,1679695,1741437,12.94220612645239,1.5728082088426134,2627.7908555907647,null,"Urban","nonregulated extractive",78.599999999999994,78.599999999999994,664.7,477.9,192.7,157,52753.4,67500,6.0801526717557257,1.9974554707379137,858.77862595419856,null,"Urban","nonregulated extractive",150.6,150.6,1438.6,1438.6,256.8,256.8,130338,130338,9.5524568393094285,1.7051792828685259,865.45816733067727,null,"Urban","nonregulated extractive",441,441,14480.5,7539.3,2476.5,1161.8,1461151,946669.6,17.09591836734694,2.6344671201814056,2146.6430839002269,null,"Urban","nonregulated extractive",3650.2,3650.2,101655,5433.6,21033.4,4720.3999999999996,13759094,3938816,1.4885759684400857,1.2931894142786697,1079.0685441893595,null,"Urban","nonregulated extractive",223.1,223.1,3529.7,3501.8,592.1,575.79999999999995,380107.1,383960.5,15.696100403406545,2.5809054235768714,1721.0242043926492,null,"Urban","nonregulated extractive",8.6999999999999993,8.6999999999999993,144,16.2,23.4,6.3,50612.800000000003,23935.200000000001,1.8620689655172415,0.72413793103448276,2751.1724137931037,null,"Urban","nonregulated extractive",130.1,130.1,1194.4000000000001,1140,235,229,113746.7,119821,8.7624903920061499,1.760184473481937,920.99154496541121,null,"Urban","nonregulated extractive",0,0,0,0,0,0,0,0,0,0,0,null,"Urban","nonregulated extractive",764.9,764.9,6809.9,5374.5,2025.2,1828,594183,570874.6,7.0264086808733168,2.3898548829912407,746.33886782585955,null,"Urban","nonregulated extractive",102.1,102.1,952.6,909.7,190.5,185.9,105201,112730.8,8.9098922624877588,1.8207639569049952,1104.1214495592558,null,"Urban","nonregulated extractive",100.5,100.5,1050.9000000000001,988.2,168.8,163.5,80744.100000000006,91111.9,9.8328358208955233,1.6268656716417911,906.58606965174124,null,"Urban","nonregulated extractive",565.1,565.1,5100.3,4629,1481.1,1457.6,658987.19999999995,1471726,8.1914705361882856,2.5793664838081751,2604.3638294107236,null,"Urban","nonregulated extractive",155.5,155.5,1423.9,1423.9,264.3,264.3,113488.6,113488.6,9.1569131832797428,1.6996784565916399,729.83022508038584,null,"Urban","nonregulated extractive",357.5,357.5,11844.1,6930.9,1658.1,777.9,1976354,1280467,19.387132867132866,2.1759440559440559,3581.7258741258743,null,"Urban","nonregulated extractive",120.3,120.3,1317.4,1243.2,199.3,191.8,69581.5,65862,10.334164588528679,1.5943474646716542,547.4812967581048,null,"Urban","nonregulated extractive",218.4,218.4,2317.9,2293.9,368,364.3,167905.3,167091.70000000001,10.503205128205128,1.6680402930402931,765.07188644688642]
[{"$f":"OFFSET(Allegany[[#This Row],[Sector]],0,$B$1*14-14)","v":"Urban"},{"$f":"OFFSET(Allegany[[#This Row],[Landuse]],0,$B$1*14-14)","v":"nonregulated impervious developed"},{"$f":"OFFSET(Allegany[[#This Row],[PreBMPAcres]],0,$B$1*14-14)","v":5976.8},{"$f":"OFFSET(Allegany[[#This Row],[PostBMPAcres]],0,$B$1*14-14)","v":5976.8},{"$f":"OFFSET(Allegany[[#This Row],[Lbs Nitrogen-Edge of Stream]],0,$B$1*14-14)","v":127303.5},{"$f":"OFFSET(Allegany[[#This Row],[Lbs Nitrogen-Delivered]],0,$B$1*14-14)","v":25263.599999999999},{"$f":"OFFSET(Allegany[[#This Row],[Lbs Phosphorus-Edge of Stream]],0,$B$1*14-14)","v":17452.5},{"$f":"OFFSET(Allegany[[#This Row],[Lbs Phosphorus-Delivered]],0,$B$1*14-14)","v":8185.2},{"$f":"OFFSET(Allegany[[#This Row],[Lbs Sediment-Edge of Stream]],0,$B$1*14-14)","v":14200849},{"$f":"OFFSET(Allegany[[#This Row],[Lbs Sediment-Delivered]],0,$B$1*14-14)","v":9198610},{"$f":"OFFSET(Allegany[[#This Row],[TN lbs/ac]],0,$B$1*14-14)","v":4.2269441841788247},{"$f":"OFFSET(Allegany[[#This Row],[TP lbs/ac]],0,$B$1*14-14)","v":1.3694953821442912},{"$f":"OFFSET(Allegany[[#This Row],[TSS lbs/ac]],0,$B$1*14-14)","v":1539.0526703252576},null,"Urban","nonregulated impervious developed",5976.8,5976.8,127303.5,25263.599999999999,17452.5,8185.2,14200849,9198610,4.2269441841788247,1.3694953821442912,1539.0526703252576,null,"Urban","nonregulated impervious developed",698.1,698.1,7116.3,6915.7,1059.8,1028.3,331349.59999999998,330770.7,9.9064603924939121,1.4729981378026069,473.81564245810057,null,"Urban","nonregulated impervious developed",0.8,0.8,14.1,11.4,1.2,0.8,1733.1,1681.5,14.25,1,2101.875,null,"Urban","nonregulated impervious developed",514.20000000000005,514.20000000000005,8576,2925.4,776.9,310.60000000000002,824261.5,308054.2,5.6892259821081286,0.60404511863088295,599.09412679891091,null,"Urban","nonregulated impervious developed",7405.6,7405.6,63674.2,63387.1,10990.1,10971.9,3634784,3625935,8.5593469806632818,1.4815680025926325,489.62069244895753,null,"Urban","nonregulated impervious developed",3741.6,3741.6,42170.8,38973.9,4030.9,3843.7,1788355,1959624,10.416372674791534,1.0272877913192218,523.73957665169985,null,"Urban","nonregulated impervious developed",1640.8,1640.8,40996.5,7660.5,3741.7,1311.1,2847811,1217186,4.6687591418820089,0.7990614334470989,741.82471964895171,null,"Urban","nonregulated impervious developed",1157.7,1157.7,17261.900000000001,15330,1320.3,1230.2,1347757,1372272,13.241772479917076,1.0626241686101754,1185.343353200311,null,"Urban","nonregulated impervious developed",4801.6000000000004,4801.6000000000004,36634.6,32956.199999999997,6712.7,6386,2455288,2918819,6.863587137620792,1.3299733422192601,607.88466344551807,null,"Urban","nonregulated impervious developed",3673.5,3673.5,31754.2,31448,3814.6,3805.2,1941375,1979516,8.5607731046685718,1.0358513679052674,538.86375391316187,null,"Urban","nonregulated impervious developed",1832.9,1832.9,54331.7,22510.9,5505.3,2582.6999999999998,3455641,2238886,12.281575645152492,1.4090785094658735,1221.4992634622729,null,"Urban","nonregulated impervious developed",1288,1288,40421.9,1377.9,4689.6000000000004,948.3,2308348,491311.8,1.0697981366459628,0.7362577639751553,381.45326086956521,null,"Urban","nonregulated impervious developed",1232,1232,25500,19410.099999999999,1836.4,1473.2,2262326,1874021,15.754951298701297,1.1957792207792208,1521.1209415584415,null,"Urban","nonregulated impervious developed",413.2,413.2,6213,1793.1,697.1,236.4,777874.8,435221.5,4.3395450145208132,0.57212003872216843,1053.2950145208131,null,"Urban","nonregulated impervious developed",2856.7,2856.7,27713.7,27152,3022.5,2988.1,1712583,1754655,9.5046732243497747,1.0459971295550812,614.22445479049259,null,"Urban","nonregulated impervious developed",587.20000000000005,587.20000000000005,15151.8,9281.9,1506.5,658.6,887436.80000000005,508250.1,15.807050408719345,1.1215940054495912,865.54853542234321,null,"Urban","nonregulated impervious developed",543.9,543.9,4811.3999999999996,4266.6000000000004,752.3,707.6,199395.1,217736.5,7.8444567015995599,1.3009744438315869,400.32450818165108,null,"Urban","nonregulated impervious developed",5573.3,5573.3,52359,50627.5,5835.9,5732.1,3664085,3825060,9.0839359087075877,1.0284929933791471,686.31869807833777,null,"Urban","nonregulated impervious developed",3107.1,3107.1,34271.1,33470.199999999997,3418.3,3372.7,1483326,1543146,10.77216697241801,1.0854816388272022,496.65154002124171,null,"Urban","nonregulated impervious developed",9342.7000000000007,9342.7000000000007,72966.3,69160.899999999994,13590.3,13398.8,5334120,8170511,7.4026673231506939,1.4341464458882334,874.53423528530288,null,"Urban","nonregulated impervious developed",4583.8999999999996,4583.8999999999996,41108.400000000001,41108.400000000001,4759.3999999999996,4759.3999999999996,2919528,2919528,8.9679966840463372,1.0382861755273893,636.90918213748125,null,"Urban","nonregulated impervious developed",1595.8,1595.8,41341.4,23588.9,3984,1869,3656611,2369094,14.781864895350296,1.1711993984208549,1484.5807745331495,null,"Urban","nonregulated impervious developed",6408.2,6408.2,76374.7,68406.100000000006,6961,6452.4,2667105,2872899,10.674776068162668,1.006897412689991,448.3160637932649,null,"Urban","nonregulated impervious developed",2147.3000000000002,2147.3000000000002,21988.5,19307,2268.8000000000002,2035.1,1031795,1051459,8.9912913891864186,0.94774833511852086,489.66562660084753]
[{"$f":"OFFSET(Allegany[[#This Row],[Sector]],0,$B$1*14-14)","v":"Urban"},{"$f":"OFFSET(Allegany[[#This Row],[Landuse]],0,$B$1*14-14)","v":"nonregulated pervious developed"},{"$f":"OFFSET(Allegany[[#This Row],[PreBMPAcres]],0,$B$1*14-14)","v":10698.3},{"$f":"OFFSET(Allegany[[#This Row],[PostBMPAcres]],0,$B$1*14-14)","v":10698.3},{"$f":"OFFSET(Allegany[[#This Row],[Lbs Nitrogen-Edge of Stream]],0,$B$1*14-14)","v":211547.5},{"$f":"OFFSET(Allegany[[#This Row],[Lbs Nitrogen-Delivered]],0,$B$1*14-14)","v":39224.300000000003},{"$f":"OFFSET(Allegany[[#This Row],[Lbs Phosphorus-Edge of Stream]],0,$B$1*14-14)","v":10638.3},{"$f":"OFFSET(Allegany[[#This Row],[Lbs Phosphorus-Delivered]],0,$B$1*14-14)","v":4987.2},{"$f":"OFFSET(Allegany[[#This Row],[Lbs Sediment-Edge of Stream]],0,$B$1*14-14)","v":3902580},{"$f":"OFFSET(Allegany[[#This Row],[Lbs Sediment-Delivered]],0,$B$1*14-14)","v":2527126},{"$f":"OFFSET(Allegany[[#This Row],[TN lbs/ac]],0,$B$1*14-14)","v":3.6664049428413867},{"$f":"OFFSET(Allegany[[#This Row],[TP lbs/ac]],0,$B$1*14-14)","v":0.46616752194273858},{"$f":"OFFSET(Allegany[[#This Row],[TSS lbs/ac]],0,$B$1*14-14)","v":236.21752988792613},null,"Urban","nonregulated pervious developed",10698.3,10698.3,211547.5,39224.300000000003,10638.3,4987.2,3902580,2527126,3.6664049428413867,0.46616752194273858,236.21752988792613,null,"Urban","nonregulated pervious developed",5671.9,5671.9,49798.400000000001,48236.1,3151.2,3058.3,419648.1,420028.8,8.504398878682629,0.53920203106542786,74.054338052504448,null,"Urban","nonregulated pervious developed",9.4,9.4,130.4,105,3.9,2.5,2495.5,2397,11.170212765957446,0.26595744680851063,255,null,"Urban","nonregulated pervious developed",8342.7000000000007,8342.7000000000007,95195.6,31861.8,2472,961.9,1907651,722473.4,3.8191233054047249,0.11529840459323719,86.59947019550026,null,"Urban","nonregulated pervious developed",25077.7,25077.7,137330.4,136781,7846.5,7834.9,1615170,1611532,5.454288072670141,0.31242498315236245,64.261555086790253,null,"Urban","nonregulated pervious developed",15220.6,15220.6,136414.29999999999,127847.8,6030.8,5804,1022932,1102914,8.3996557297347021,0.38132530912053403,72.461926599477025,null,"Urban","nonregulated pervious developed",10934.9,10934.9,183884.6,35992.400000000001,6732.5,2449.1999999999998,2943593,1305204,3.2915161546973453,0.2239801004124409,119.36131103165096,null,"Urban","nonregulated pervious developed",7159.3,7159.3,60315.199999999997,53603.7,1679.1,1566.4,1113504,1144179,7.4872822762001867,0.21879234003324349,159.81716089561829,null,"Urban","nonregulated pervious developed",18215.599999999999,18215.599999999999,104076.9,91075.8,7778.8,7291.5,1338424,1632421,4.999879224401063,0.4002887634774589,89.616647269373516,null,"Urban","nonregulated pervious developed",12702.5,12702.5,101365.9,100329.7,5210.6000000000004,5197,951969.1,971804.8,7.8984215705569767,0.40913206061798857,76.505002952174777,null,"Urban","nonregulated pervious developed",12585.2,12585.2,266514.09999999998,115740.4,10221.4,4795.2,3741121,2423848,9.1965483266058534,0.38101897466865836,192.59511171852651,null,"Urban","nonregulated pervious developed",853.3,853.3,27550.3,1075,1360.1,268.5,233114.7,52624.5,1.2598148365170516,0.31466072893472402,61.671744990038675,null,"Urban","nonregulated pervious developed",7805,7805,117744.8,88975,3086.4,2492.5,2050170,1738178,11.399743754003843,0.31934657270980144,222.70057655349135,null,"Urban","nonregulated pervious developed",5148.8999999999996,5148.8999999999996,52055.5,13963.3,1967.2,632.5,1423844,788381.6,2.711899629046981,0.12284177202897707,153.11651032259317,null,"Urban","nonregulated pervious developed",12474.5,12474.5,99714.7,98353.1,4596.7,4561.5,1138327,1156899,7.8843320373562067,0.36566595855545314,92.741111868211149,null,"Urban","nonregulated pervious developed",5100.7,5100.7,75399.600000000006,42425.4,2468.3000000000002,1019.7,1180500,606941.4,8.3175642558864471,0.19991373733017037,118.99178544121396,null,"Urban","nonregulated pervious developed",5688.4,5688.4,27204.2,22778.7,1668.5,1517.9,399226,459257.9,4.0044124885732373,0.2668412910484495,80.735865972857056,null,"Urban","nonregulated pervious developed",25103.4,25103.4,165528.1,162118.29999999999,6368.5,6298.1,2482263,2546116,6.4580216225690537,0.25088633412207112,101.42514559780746,null,"Urban","nonregulated pervious developed",8891.2999999999993,8891.2999999999993,79428.5,78275.399999999994,3970,3937.5,619924.69999999995,635197,8.8035945249850975,0.44284862730984226,71.440284322877432,null,"Urban","nonregulated pervious developed",33511.599999999999,33511.599999999999,175401.4,166333,13427.2,13241.8,2896786,4386825,4.9634454935007586,0.39514078707074562,130.90467181513267,null,"Urban","nonregulated pervious developed",20057.599999999999,20057.599999999999,165027.70000000001,165027.70000000001,7859.9,7859.9,1849795,1849795,8.2276892549457568,0.39186642469687299,92.224144463943844,null,"Urban","nonregulated pervious developed",9779.9,9779.9,174082,104282.4,4224,1981.6,4332641,2807089,10.66293111381507,0.20261965868771664,287.02634996267858,null,"Urban","nonregulated pervious developed",25289.4,25289.4,171263,155740.4,7520.7,7043.5,1392517,1498585,6.1583272042832169,0.27851589994226827,59.257435921769591,null,"Urban","nonregulated pervious developed",4967.6000000000004,4967.6000000000004,31968.6,28326,1527.4,1366.5,328442.09999999998,318409.40000000002,5.7021499315564856,0.2750825348256703,64.097230050728726]
[{"$f":"OFFSET(Allegany[[#This Row],[Sector]],0,$B$1*14-14)","v":"Urban"},{"$f":"OFFSET(Allegany[[#This Row],[Landuse]],0,$B$1*14-14)","v":"regulated construction"},{"$f":"OFFSET(Allegany[[#This Row],[PreBMPAcres]],0,$B$1*14-14)","v":88.1},{"$f":"OFFSET(Allegany[[#This Row],[PostBMPAcres]],0,$B$1*14-14)","v":88.1},{"$f":"OFFSET(Allegany[[#This Row],[Lbs Nitrogen-Edge of Stream]],0,$B$1*14-14)","v":5029.8},{"$f":"OFFSET(Allegany[[#This Row],[Lbs Nitrogen-Delivered]],0,$B$1*14-14)","v":993.7},{"$f":"OFFSET(Allegany[[#This Row],[Lbs Phosphorus-Edge of Stream]],0,$B$1*14-14)","v":991.5},{"$f":"OFFSET(Allegany[[#This Row],[Lbs Phosphorus-Delivered]],0,$B$1*14-14)","v":464.9},{"$f":"OFFSET(Allegany[[#This Row],[Lbs Sediment-Edge of Stream]],0,$B$1*14-14)","v":978317.9},{"$f":"OFFSET(Allegany[[#This Row],[Lbs Sediment-Delivered]],0,$B$1*14-14)","v":633469.80000000005},{"$f":"OFFSET(Allegany[[#This Row],[TN lbs/ac]],0,$B$1*14-14)","v":11.27922814982974},{"$f":"OFFSET(Allegany[[#This Row],[TP lbs/ac]],0,$B$1*14-14)","v":5.2769580022701472},{"$f":"OFFSET(Allegany[[#This Row],[TSS lbs/ac]],0,$B$1*14-14)","v":7190.3496027241781},null,"Urban","regulated construction",88.1,88.1,5029.8,993.7,991.5,464.9,978317.9,633469.80000000005,11.27922814982974,5.2769580022701472,7190.3496027241781,null,"Urban","regulated construction",639.20000000000005,647.9,12752.8,11677,3337.4,2998.2,1819211,1738590,18.022843031331995,4.6275659824046915,2683.4233678036735,null,"Urban","regulated construction",1053.2,1079.5,24068.400000000001,15106.5,5217.8,3796.5,6849360,6841085,13.993978693839741,3.5169059749884206,6337.271885132006,null,"Urban","regulated construction",1721.4,1746.8,52328.5,22922.9,8981.7000000000007,4803.3999999999996,14926404,9454638,13.122795969773302,2.7498282573849324,5412.5475154568358,null,"Urban","regulated construction",537,537,9445.7000000000007,9343.5,2713.8,2703,1435495,1427405,17.399441340782122,5.033519553072626,2658.1098696461827,null,"Urban","regulated construction",449.2,461,9085.4,8666.7999999999993,1551,1508.7,968686,1034972,18.799999999999997,3.2726681127982649,2245.0585683297181,null,"Urban","regulated construction",1709,1709,73887.3,10178.6,12172.6,3197.3,16775561,5896174,5.9558806319485083,1.870860152135752,3450.0725570509071,null,"Urban","regulated construction",570.4,570.5,15193.8,13652.7,2100.4,1977.8,2827913,2895855,23.93111305872042,3.4667835232252409,5075.9947414548642,null,"Urban","regulated construction",4625.6000000000004,4625.6000000000004,78109.7,58501.1,22413.200000000001,19666.900000000001,10056901,11059360,12.647245762711863,4.2517511241784849,2390.9028017986852,null,"Urban","regulated construction",683.7,746,14069.4,13987.5,2555.1999999999998,2551.4,1747381,1773786,18.75,3.4201072386058984,2377.7292225201072,null,"Urban","regulated construction",1749.1,1749.1,111082.7,58837.8,19100.7,8960.7999999999993,14939109,9678949,33.638900005717232,5.1230918758218511,5533.6738894288492,null,"Urban","regulated construction",0,0,0,0,0,0,0,0,0,0,0,null,"Urban","regulated construction",2470.8000000000002,2470.8000000000002,77363,60989.7,12801.5,10618.3,19491359,19377050,24.684191355026709,4.2975149749069121,7842.4194592844415,null,"Urban","regulated construction",721,721,20106.5,11627.9,4140.2,2367.9,6026616,4764483,16.12746185852982,3.2841886269070737,6608.1595006934813,null,"Urban","regulated construction",36.799999999999997,36.799999999999997,665.8,647.79999999999995,128.80000000000001,126.8,110227.7,114472.1,17.603260869565219,3.4456521739130435,3110.6548913043484,null,"Urban","regulated construction",5356.4,5356.4,273421.7,148942,48095,23438.7,42442254,33672464,27.806362482264209,4.3758307818684195,6286.3983272347105,null,"Urban","regulated construction",6886.3,6886.3,126833.5,100294.5,35351.9,30175.9,17200365,24635949,14.564352409857252,4.3820193717961748,3577.5306042432076,null,"Urban","regulated construction",551.5,551.5,10228,10103.5,1975.8,1963.3,2096624,2128077,18.320036264732547,3.5599274705349049,3858.7071622846784,null,"Urban","regulated construction",150.69999999999999,150.69999999999999,3097.5,3097.5,509.9,509.9,263766.5,263766.5,20.554080955540812,3.3835434638354349,1750.275381552754,null,"Urban","regulated construction",1685.8,1685.8,30285.8,28033,8698,8519.5,4310272,7477577,16.628900225412266,5.0536837109977464,4435.625222446316,null,"Urban","regulated construction",267.3,267.3,4826.1000000000004,4826.1000000000004,899.4,899.4,819982.8,819982.8,18.054994388327721,3.364758698092031,3067.6498316498319,null,"Urban","regulated construction",1730.5,1730.5,112780.7,68643.5,13516.7,6341.1,17646181,11432843,39.666859289222771,3.6643166714822306,6606.670326495233,null,"Urban","regulated construction",1094.7,1095.0999999999999,23595.599999999999,21208.2,3683,3447.2,1975268,2316808,19.366450552460964,3.1478403798739842,2115.6131860104101,null,"Urban","regulated construction",301.3,342,7155.8,6460,1160,1055,633746.80000000005,611203,18.888888888888889,3.0847953216374271,1787.1432748538011]
[{"$f":"OFFSET(Allegany[[#This Row],[Sector]],0,$B$1*14-14)","v":"Urban"},{"$f":"OFFSET(Allegany[[#This Row],[Landuse]],0,$B$1*14-14)","v":"regulated extractive"},{"$f":"OFFSET(Allegany[[#This Row],[PreBMPAcres]],0,$B$1*14-14)","v":15.6},{"$f":"OFFSET(Allegany[[#This Row],[PostBMPAcres]],0,$B$1*14-14)","v":15.6},{"$f":"OFFSET(Allegany[[#This Row],[Lbs Nitrogen-Edge of Stream]],0,$B$1*14-14)","v":440.4},{"$f":"OFFSET(Allegany[[#This Row],[Lbs Nitrogen-Delivered]],0,$B$1*14-14)","v":40.9},{"$f":"OFFSET(Allegany[[#This Row],[Lbs Phosphorus-Edge of Stream]],0,$B$1*14-14)","v":88.6},{"$f":"OFFSET(Allegany[[#This Row],[Lbs Phosphorus-Delivered]],0,$B$1*14-14)","v":41.6},{"$f":"OFFSET(Allegany[[#This Row],[Lbs Sediment-Edge of Stream]],0,$B$1*14-14)","v":73681.899999999994},{"$f":"OFFSET(Allegany[[#This Row],[Lbs Sediment-Delivered]],0,$B$1*14-14)","v":47738},{"$f":"OFFSET(Allegany[[#This Row],[TN lbs/ac]],0,$B$1*14-14)","v":2.6217948717948718},{"$f":"OFFSET(Allegany[[#This Row],[TP lbs/ac]],0,$B$1*14-14)","v":2.666666666666667},{"$f":"OFFSET(Allegany[[#This Row],[TSS lbs/ac]],0,$B$1*14-14)","v":3060.1282051282051},null,"Urban","regulated extractive",15.6,15.6,440.4,40.9,88.6,41.6,73681.899999999994,47738,2.6217948717948718,2.666666666666667,3060.1282051282051,null,"Urban","regulated extractive",293.5,297.8,3748.2,2977.1,822.4,540.79999999999995,534701.6,439376.8,9.9969778374748142,1.8159838817998655,1475.4089993284083,null,"Urban","regulated extractive",11.8,11.8,100,100,27.1,27.1,19450.3,19450.3,8.4745762711864394,2.2966101694915255,1648.3305084745762,null,"Urban","regulated extractive",476.7,476.7,6446.4,2831.6,1234.9000000000001,738.1,1125591,692552,5.9400041955108032,1.5483532620096498,1452.8046989720999,null,"Urban","regulated extractive",0,0,0,0,0,0,0,0,0,0,0,null,"Urban","regulated extractive",0,0,0,0,0,0,0,0,0,0,0,null,"Urban","regulated extractive",0,0,0,0,0,0,0,0,0,0,0,null,"Urban","regulated extractive",0.7,0.7,11.4,11.4,1.6,1.6,542.6,542.6,16.285714285714288,2.285714285714286,775.14285714285722,null,"Urban","regulated extractive",545.9,545.9,4618,3871,1339,1250,459988.6,653163.5,7.0910423154423894,2.2897966660560543,1196.4892837516029,null,"Urban","regulated extractive",0,0,0,0,0,0,0,0,0,0,0,null,"Urban","regulated extractive",241.8,241.8,7939.1,4888.6000000000004,1357.8,637,1045867,677610.2,20.217535153019025,2.6344086021505375,2802.3581472291148,null,"Urban","regulated extractive",63.7,63.7,1772.7,113.8,365.5,80.900000000000006,236760.2,67910.2,1.7864992150706436,1.2700156985871272,1066.0941915227629,null,"Urban","regulated extractive",73.3,73.3,776.2,672.8,194.3,174.7,158759.6,170738.6,9.1787175989085945,2.3833560709413368,2329.3124147339699,null,"Urban","regulated extractive",99.4,99.4,1443.8,1158.0999999999999,299.5,221.4,71494.2,76614.399999999994,11.650905432595572,2.2273641851106638,770.76861167002005,null,"Urban","regulated extractive",0,0,0,0,0,0,0,0,0,0,0,null,"Urban","regulated extractive",163.69999999999999,163.69999999999999,4250.3999999999996,3474.1,735.8,387.9,412909.1,663602.30000000005,21.222357971899818,2.3695784972510689,4053.7709224190598,null,"Urban","regulated extractive",477.4,477.4,4632.5,3625.5,1286.5999999999999,1026.3,348932.7,1524523,7.5942605781315464,2.1497695852534564,3193.3870967741937,null,"Urban","regulated extractive",0,0,0,0,0,0,0,0,0,0,0,null,"Urban","regulated extractive",8.1,8.1,84.3,84.3,13.5,13.5,4873.1000000000004,4873.1000000000004,10.407407407407408,1.6666666666666667,601.61728395061732,null,"Urban","regulated extractive",2.5,2.5,22.2,22.2,6.4,6.4,2286.6,2286.6,8.879999999999999,2.56,914.64,null,"Urban","regulated extractive",0,0,0,0,0,0,0,0,0,0,0,null,"Urban","regulated extractive",160,160,5300.1,3209.3,693,325.10000000000002,658903.5,426899.20000000001,20.058125,2.0318750000000003,2668.12,null,"Urban","regulated extractive",0.2,0.2,2.5,2.5,0.4,0.4,88,88,12.5,2,440,null,"Urban","regulated extractive",2.5,2.5,26.3,26.3,4.2,4.2,1975.5,1975.5,10.52,1.6800000000000002,790.2]
[{"$f":"OFFSET(Allegany[[#This Row],[Sector]],0,$B$1*14-14)","v":"Urban"},{"$f":"OFFSET(Allegany[[#This Row],[Landuse]],0,$B$1*14-14)","v":"Regulated Industrial Facility Impervious"},{"$f":"OFFSET(Allegany[[#This Row],[PreBMPAcres]],0,$B$1*14-14)","v":32.5},{"$f":"OFFSET(Allegany[[#This Row],[PostBMPAcres]],0,$B$1*14-14)","v":32.5},{"$f":"OFFSET(Allegany[[#This Row],[Lbs Nitrogen-Edge of Stream]],0,$B$1*14-14)","v":687.3},{"$f":"OFFSET(Allegany[[#This Row],[Lbs Nitrogen-Delivered]],0,$B$1*14-14)","v":149.4},{"$f":"OFFSET(Allegany[[#This Row],[Lbs Phosphorus-Edge of Stream]],0,$B$1*14-14)","v":94.7},{"$f":"OFFSET(Allegany[[#This Row],[Lbs Phosphorus-Delivered]],0,$B$1*14-14)","v":44.4},{"$f":"OFFSET(Allegany[[#This Row],[Lbs Sediment-Edge of Stream]],0,$B$1*14-14)","v":76759.8},{"$f":"OFFSET(Allegany[[#This Row],[Lbs Sediment-Delivered]],0,$B$1*14-14)","v":49732.2},{"$f":"OFFSET(Allegany[[#This Row],[TN lbs/ac]],0,$B$1*14-14)","v":4.5969230769230771},{"$f":"OFFSET(Allegany[[#This Row],[TP lbs/ac]],0,$B$1*14-14)","v":1.3661538461538461},{"$f":"OFFSET(Allegany[[#This Row],[TSS lbs/ac]],0,$B$1*14-14)","v":1530.2215384615383},null,"Urban","Regulated Industrial Facility Impervious",32.5,32.5,687.3,149.4,94.7,44.4,76759.8,49732.2,4.5969230769230771,1.3661538461538461,1530.2215384615383,null,"Urban","Regulated Industrial Facility Impervious",445.1,458.1,4674,4419.8999999999996,695.7,633.20000000000005,237932.9,209539.6,9.648330058939095,1.3822309539401878,457.41017245142979,null,"Urban","Regulated Industrial Facility Impervious",1622.7,1702.8,20411,18091.8,2602.8000000000002,2361.1999999999998,1550904,1528895,10.624735729386892,1.3866572703782005,897.87115339440925,null,"Urban","Regulated Industrial Facility Impervious",1322.7,1346.8,16995.599999999999,11486.9,2011.1,1511.8,1442488,942321.6,8.5290317790317793,1.1225126225126225,699.67448767448764,null,"Urban","Regulated Industrial Facility Impervious",11,11,94.9,94.9,16.399999999999999,16.399999999999999,5496.1,5496.1,8.627272727272727,1.4909090909090907,499.64545454545458,null,"Urban","Regulated Industrial Facility Impervious",66.099999999999994,201.3,2268.6,2254.1999999999998,216.8,216.1,101301.2,102837.5,11.19821162444113,1.0735221063089915,510.86686537506205,null,"Urban","Regulated Industrial Facility Impervious",351.2,351.2,8967.6,1619.8,850.7,301,609595.1,266801,4.6121867881548972,0.8570615034168565,759.6839407744875,null,"Urban","Regulated Industrial Facility Impervious",217.3,217.3,3585.9,3518.2,239.5,237.5,115203.5,117671.8,16.190520018407728,1.0929590427979752,541.51771744132532,null,"Urban","Regulated Industrial Facility Impervious",29.2,29.2,222.9,198.2,40.799999999999997,38.299999999999997,14108.7,14634.5,6.7876712328767121,1.3116438356164384,501.1815068493151,null,"Urban","Regulated Industrial Facility Impervious",285.8,803.2,6943,6943,834,834,406441.3,406441.3,8.6441733067729078,1.0383466135458166,506.02751494023897,null,"Urban","Regulated Industrial Facility Impervious",271.8,271.8,7896.6,4823.7,787.7,369.6,386672,250522.2,17.747240618101543,1.359823399558499,921.71523178807945,null,"Urban","Regulated Industrial Facility Impervious",0.6,0.6,19.100000000000001,1,2.2000000000000002,0.5,1180.5999999999999,393.8,1.6666666666666667,0.83333333333333337,656.33333333333337,null,"Urban","Regulated Industrial Facility Impervious",154,154,2543.8000000000002,2402.1,244.6,230.9,138258.6,133332.4,15.598051948051948,1.4993506493506494,865.79480519480512,null,"Urban","Regulated Industrial Facility Impervious",255.4,255.4,3374.6,2487.9,421.8,253.8,302833.8,230761.7,9.7411902897415814,0.99373531714956931,903.53054032889588,null,"Urban","Regulated Industrial Facility Impervious",55,55,533.9,528.5,58.2,57.9,23161.7,23562.3,9.6090909090909093,1.0527272727272727,428.40545454545452,null,"Urban","Regulated Industrial Facility Impervious",232.3,232.3,5123.2,2865.7,499.2,248.5,372183.7,329239.40000000002,12.336203185535943,1.069737408523461,1417.3026259147655,null,"Urban","Regulated Industrial Facility Impervious",586,586,5340.8,4427.1000000000004,817.6,709.5,242580.1,581410.19999999995,7.5547781569965879,1.2107508532423208,992.16757679180876,null,"Urban","Regulated Industrial Facility Impervious",5.2,5.2,48.8,48.8,5.4,5.4,3534,3534,9.3846153846153832,1.0384615384615385,679.61538461538464,null,"Urban","Regulated Industrial Facility Impervious",26.8,26.8,295.8,295.8,29.5,29.5,10957.1,10957.1,11.037313432835822,1.1007462686567164,408.84701492537312,null,"Urban","Regulated Industrial Facility Impervious",13.8,13.8,107.5,92.9,20,19.399999999999999,6665.6,14341,6.7318840579710146,1.4057971014492752,1039.2028985507245,null,"Urban","Regulated Industrial Facility Impervious",88.8,88.8,796,796,92.2,92.2,39150.1,39150.1,8.9639639639639643,1.0382882882882885,440.8795045045045,null,"Urban","Regulated Industrial Facility Impervious",545.70000000000005,545.70000000000005,14112.1,8232.2000000000007,1250.4000000000001,586.6,1054942,683489.6,15.085578156496243,1.0749496060106285,1252.5006413780463,null,"Urban","Regulated Industrial Facility Impervious",169,169.2,2017,1850.7,183.8,173.1,68600.800000000003,76901.7,10.937943262411348,1.023049645390071,454.50177304964541,null,"Urban","Regulated Industrial Facility Impervious",16.3,134.9,1381.3,1381.3,142.5,142.5,77043.8,77043.8,10.239436619718308,1.056338028169014,571.11786508524835]
[{"$f":"OFFSET(Allegany[[#This Row],[Sector]],0,$B$1*14-14)","v":"Urban"},{"$f":"OFFSET(Allegany[[#This Row],[Landuse]],0,$B$1*14-14)","v":"Regulated Industrial Facility Pervious"},{"$f":"OFFSET(Allegany[[#This Row],[PreBMPAcres]],0,$B$1*14-14)","v":33.1},{"$f":"OFFSET(Allegany[[#This Row],[PostBMPAcres]],0,$B$1*14-14)","v":33.1},{"$f":"OFFSET(Allegany[[#This Row],[Lbs Nitrogen-Edge of Stream]],0,$B$1*14-14)","v":613.79999999999995},{"$f":"OFFSET(Allegany[[#This Row],[Lbs Nitrogen-Delivered]],0,$B$1*14-14)","v":130.1},{"$f":"OFFSET(Allegany[[#This Row],[Lbs Phosphorus-Edge of Stream]],0,$B$1*14-14)","v":23.3},{"$f":"OFFSET(Allegany[[#This Row],[Lbs Phosphorus-Delivered]],0,$B$1*14-14)","v":10.9},{"$f":"OFFSET(Allegany[[#This Row],[Lbs Sediment-Edge of Stream]],0,$B$1*14-14)","v":11792.4},{"$f":"OFFSET(Allegany[[#This Row],[Lbs Sediment-Delivered]],0,$B$1*14-14)","v":7640.2},{"$f":"OFFSET(Allegany[[#This Row],[TN lbs/ac]],0,$B$1*14-14)","v":3.9305135951661629},{"$f":"OFFSET(Allegany[[#This Row],[TP lbs/ac]],0,$B$1*14-14)","v":0.32930513595166161},{"$f":"OFFSET(Allegany[[#This Row],[TSS lbs/ac]],0,$B$1*14-14)","v":230.82175226586102},null,"Urban","Regulated Industrial Facility Pervious",33.1,33.1,613.79999999999995,130.1,23.3,10.9,11792.4,7640.2,3.9305135951661629,0.32930513595166161,230.82175226586102,null,"Urban","Regulated Industrial Facility Pervious",617.70000000000005,636.5,5609.9,5290.9,261.39999999999998,237.4,50340.2,44355.6,8.3124901806755691,0.37297721916732129,69.68672427336999,null,"Urban","Regulated Industrial Facility Pervious",587.5,611.20000000000005,5829.7,4831.3999999999996,188.6,160.30000000000001,74158.7,72245.3,7.9047774869109935,0.26227094240837695,118.20238874345549,null,"Urban","Regulated Industrial Facility Pervious",886.2,904.9,7910.3,4979.3,203.2,142.19999999999999,140412.20000000001,85565.9,5.5025969720411094,0.1571444358492651,94.558404243562819,null,"Urban","Regulated Industrial Facility Pervious",14,14,76.8,76.8,3.3,3.3,926.5,926.5,5.4857142857142858,0.23571428571428571,66.178571428571431,null,"Urban","Regulated Industrial Facility Pervious",69.099999999999994,510.9,4579.3999999999996,4568.1000000000004,150.5,150.30000000000001,36113.9,36326.300000000003,8.9412800939518515,0.29418672930123313,71.102564102564116,null,"Urban","Regulated Industrial Facility Pervious",476.4,476.4,8260.7999999999993,1583.3,233.7,86.9,130130.1,60818.1,3.323467674223342,0.18240973971452562,127.66183879093199,null,"Urban","Regulated Industrial Facility Pervious",424.8,424.8,4031.2,3962,72.900000000000006,72.3,29722.2,30337.200000000001,9.3267419962335207,0.17019774011299435,71.415254237288138,null,"Urban","Regulated Industrial Facility Pervious",40.6,40.6,231.7,202.9,12.6,11.7,2848.3,2961.4,4.9975369458128078,0.28817733990147781,72.940886699507388,null,"Urban","Regulated Industrial Facility Pervious",283.7,2074.9,16557.400000000001,16557.400000000001,622.5,622.5,159075.70000000001,159075.70000000001,7.9798544508169069,0.30001445852812181,76.666682731697918,null,"Urban","Regulated Industrial Facility Pervious",774.8,774.8,15649.3,9384.7999999999993,445.8,209.2,179400.4,116232.3,12.112545172947858,0.27000516262261232,150.01587506453279,null,"Urban","Regulated Industrial Facility Pervious",0.7,0.7,21.8,1.3,0.8,0.2,195,72.099999999999994,1.8571428571428574,0.28571428571428575,103,null,"Urban","Regulated Industrial Facility Pervious",182.9,182.9,2306.3000000000002,2178.9,56.8,53.8,22921,22093.200000000001,11.913067249863314,0.2941498086386003,120.79387643521049,null,"Urban","Regulated Industrial Facility Pervious",179.6,179.6,1592,1141.5999999999999,50.4,29.9,33404.5,25300.3,6.3563474387527839,0.16648106904231624,140.87026726057906,null,"Urban","Regulated Industrial Facility Pervious",40.299999999999997,40.299999999999997,322.5,319.7,11,10.9,2545.6999999999998,2583.4,7.9330024813895781,0.27047146401985117,64.104218362282879,null,"Urban","Regulated Industrial Facility Pervious",272.10000000000002,272.10000000000002,3638.8,2025,88.5,43.7,66552.399999999994,57446.7,7.4421168687982355,0.16060271958838662,211.12348401323041,null,"Urban","Regulated Industrial Facility Pervious",619.9,619.9,3057.6,2470.5,134.9,115.9,44985.7,106493.3,3.9853202129375709,0.18696563961929344,171.79109533795776,null,"Urban","Regulated Industrial Facility Pervious",7.2,7.2,47.5,47.5,1.4,1.4,702.5,702.5,6.5972222222222223,0.19444444444444442,97.569444444444443,null,"Urban","Regulated Industrial Facility Pervious",41.4,41.4,370.1,370.1,13.6,13.6,2360.6999999999998,2360.6999999999998,8.9396135265700494,0.32850241545893721,57.021739130434781,null,"Urban","Regulated Industrial Facility Pervious",44.7,44.7,224.9,191.5,12.5,12,3183.6,6893.2,4.2841163310961967,0.26845637583892618,154.21029082774047,null,"Urban","Regulated Industrial Facility Pervious",246.2,246.2,2025.7,2025.7,71.099999999999994,71.099999999999994,15524.7,15524.7,8.227863525588953,0.28878960194963443,63.057270511779045,null,"Urban","Regulated Industrial Facility Pervious",775.4,775.4,13801.8,8127.3,260.2,122.1,311710.5,201955.1,10.481428939901987,0.15746711374774311,260.45279855558425,null,"Urban","Regulated Industrial Facility Pervious",238.6,239.1,1619.2,1498.8,52.7,50,12903.6,14333.7,6.2685069008782932,0.20911752404851527,59.948557089084069,null,"Urban","Regulated Industrial Facility Pervious",29.9,1010.8,6505.1,6505.1,228.7,228.7,80751.7,80751.7,6.4355955678670362,0.22625643055005937,79.888899881282157]
[{"$f":"OFFSET(Allegany[[#This Row],[Sector]],0,$B$1*14-14)","v":"Urban"},{"$f":"OFFSET(Allegany[[#This Row],[Landuse]],0,$B$1*14-14)","v":"SHA Phase I/II MS4 Impervious"},{"$f":"OFFSET(Allegany[[#This Row],[PreBMPAcres]],0,$B$1*14-14)","v":0},{"$f":"OFFSET(Allegany[[#This Row],[PostBMPAcres]],0,$B$1*14-14)","v":0},{"$f":"OFFSET(Allegany[[#This Row],[Lbs Nitrogen-Edge of Stream]],0,$B$1*14-14)","v":0},{"$f":"OFFSET(Allegany[[#This Row],[Lbs Nitrogen-Delivered]],0,$B$1*14-14)","v":0},{"$f":"OFFSET(Allegany[[#This Row],[Lbs Phosphorus-Edge of Stream]],0,$B$1*14-14)","v":0},{"$f":"OFFSET(Allegany[[#This Row],[Lbs Phosphorus-Delivered]],0,$B$1*14-14)","v":0},{"$f":"OFFSET(Allegany[[#This Row],[Lbs Sediment-Edge of Stream]],0,$B$1*14-14)","v":0},{"$f":"OFFSET(Allegany[[#This Row],[Lbs Sediment-Delivered]],0,$B$1*14-14)","v":0},{"$f":"OFFSET(Allegany[[#This Row],[TN lbs/ac]],0,$B$1*14-14)","v":0},{"$f":"OFFSET(Allegany[[#This Row],[TP lbs/ac]],0,$B$1*14-14)","v":0},{"$f":"OFFSET(Allegany[[#This Row],[TSS lbs/ac]],0,$B$1*14-14)","v":0},null,"Urban","SHA Phase I/II MS4 Impervious",0,0,0,0,0,0,0,0,0,0,0,null,"Urban","SHA Phase I/II MS4 Impervious",3250.7,3385.1,34401.4,32094.6,5135.8,4503.2,2110686,1777904,9.4811379279784944,1.3303004342560043,525.2146169980208,null,"Urban","SHA Phase I/II MS4 Impervious",0,0,0,0,0,0,0,0,0,0,0,null,"Urban","SHA Phase I/II MS4 Impervious",3931.7,4045.6,60478.7,31402.400000000001,6082.2,3563,5581303,3757177,7.7621119240656524,0.88070990705952146,928.70699031046081,null,"Urban","SHA Phase I/II MS4 Impervious",0,0,0,0,0,0,0,0,0,0,0,null,"Urban","SHA Phase I/II MS4 Impervious",0,0,0,0,0,0,0,0,0,0,0,null,"Urban","SHA Phase I/II MS4 Impervious",1359.4,1359.4,31088.1,5186.3999999999996,2838.1,841.3,2257884,803869.6,3.8152125937913781,0.61887597469471822,591.34147417978511,null,"Urban","SHA Phase I/II MS4 Impervious",1454.1,1454.1,20857.400000000001,18687,1655.6,1559.9,1596252,1645524,12.851248194759647,1.072759782683447,1131.644316071797,null,"Urban","SHA Phase I/II MS4 Impervious",843.3,843.3,6433.8,5406.1,1178.9000000000001,1085,412085.3,458751.4,6.410648642238824,1.2866121190560893,543.99549389303934,null,"Urban","SHA Phase I/II MS4 Impervious",0,0,0,0,0,0,0,0,0,0,0,null,"Urban","SHA Phase I/II MS4 Impervious",2752.4,2752.4,81183.600000000006,40145.1,8195.2000000000007,3844.7,4610637,2987201,14.585489027757593,1.3968536549920068,1085.3077314343846,null,"Urban","SHA Phase I/II MS4 Impervious",0,0,0,0,0,0,0,0,0,0,0,null,"Urban","SHA Phase I/II MS4 Impervious",1586.6,1586.6,28812,23232.5,2458.4,2056,2407911,2269823,14.642947182654733,1.29585276692298,1430.6208244043869,null,"Urban","SHA Phase I/II MS4 Impervious",1790.8,1790.8,24479.200000000001,15122.9,2961.3,1635.7,3239138,2633001,8.444773285682377,0.91339066339066344,1470.2931650658925,null,"Urban","SHA Phase I/II MS4 Impervious",0,0,0,0,0,0,0,0,0,0,0,null,"Urban","SHA Phase I/II MS4 Impervious",3592.9,3592.9,87432.1,46196.6,8549.1,4211.8,5959148,4697790,12.857747223691169,1.1722563945559297,1307.5203874307663,null,"Urban","SHA Phase I/II MS4 Impervious",4284.2,4284.2,42583,33570.9,6196.4,5250.2,1864797,4072927,7.8359787124784095,1.2254796694832175,950.68554222491946,null,"Urban","SHA Phase I/II MS4 Impervious",0,0,0,0,0,0,0,0,0,0,0,null,"Urban","SHA Phase I/II MS4 Impervious",0,0,0,0,0,0,0,0,0,0,0,null,"Urban","SHA Phase I/II MS4 Impervious",0,0,0,0,0,0,0,0,0,0,0,null,"Urban","SHA Phase I/II MS4 Impervious",0,0,0,0,0,0,0,0,0,0,0,null,"Urban","SHA Phase I/II MS4 Impervious",2142.1999999999998,2142.1999999999998,55427.199999999997,30794,5045.8999999999996,2367.1999999999998,4675458,3029198,14.374941648772291,1.1050322098776959,1414.0593782093176,null,"Urban","SHA Phase I/II MS4 Impervious",0,0.1,0.8,0.8,0.1,0.1,26.2,26.2,8,1,262,null,"Urban","SHA Phase I/II MS4 Impervious",0,0,0,0,0,0,0,0,0,0,0]
[{"$f":"OFFSET(Allegany[[#This Row],[Sector]],0,$B$1*14-14)","v":"Urban"},{"$f":"OFFSET(Allegany[[#This Row],[Landuse]],0,$B$1*14-14)","v":"SHA Phase I/II MS4 Pervious"},{"$f":"OFFSET(Allegany[[#This Row],[PreBMPAcres]],0,$B$1*14-14)","v":0},{"$f":"OFFSET(Allegany[[#This Row],[PostBMPAcres]],0,$B$1*14-14)","v":0},{"$f":"OFFSET(Allegany[[#This Row],[Lbs Nitrogen-Edge of Stream]],0,$B$1*14-14)","v":0},{"$f":"OFFSET(Allegany[[#This Row],[Lbs Nitrogen-Delivered]],0,$B$1*14-14)","v":0},{"$f":"OFFSET(Allegany[[#This Row],[Lbs Phosphorus-Edge of Stream]],0,$B$1*14-14)","v":0},{"$f":"OFFSET(Allegany[[#This Row],[Lbs Phosphorus-Delivered]],0,$B$1*14-14)","v":0},{"$f":"OFFSET(Allegany[[#This Row],[Lbs Sediment-Edge of Stream]],0,$B$1*14-14)","v":0},{"$f":"OFFSET(Allegany[[#This Row],[Lbs Sediment-Delivered]],0,$B$1*14-14)","v":0},{"$f":"OFFSET(Allegany[[#This Row],[TN lbs/ac]],0,$B$1*14-14)","v":0},{"$f":"OFFSET(Allegany[[#This Row],[TP lbs/ac]],0,$B$1*14-14)","v":0},{"$f":"OFFSET(Allegany[[#This Row],[TSS lbs/ac]],0,$B$1*14-14)","v":0},null,"Urban","SHA Phase I/II MS4 Pervious",0,0,0,0,0,0,0,0,0,0,0,null,"Urban","SHA Phase I/II MS4 Pervious",4091.3,4270.6000000000004,37453.800000000003,34871.4,1751.5,1533.7,410121,346418,8.1654568444715032,0.3591298646560202,81.116939071793183,null,"Urban","SHA Phase I/II MS4 Pervious",0,0,0,0,0,0,0,0,0,0,0,null,"Urban","SHA Phase I/II MS4 Pervious",4815.3999999999996,4953.3999999999996,51033,24876.6,1140,624.5,985557.2,629623.5,5.0221262163362539,0.12607501917874592,127.10935922800502,null,"Urban","SHA Phase I/II MS4 Pervious",0,0,0,0,0,0,0,0,0,0,0,null,"Urban","SHA Phase I/II MS4 Pervious",0,0,0,0,0,0,0,0,0,0,0,null,"Urban","SHA Phase I/II MS4 Pervious",2508.5,2508.5,38780.800000000003,6830.5,1059.3,331.9,650447.4,245088.2,2.7229419972094879,0.13231014550528203,97.703089495714579,null,"Urban","SHA Phase I/II MS4 Pervious",3014.6,3014.6,24534.5,22007,529.70000000000005,499.2,451847.6,466415,7.3001393219664301,0.16559410867113381,154.71870231539839,null,"Urban","SHA Phase I/II MS4 Pervious",1791.9,1791.8,10237.9,8267,556.70000000000005,503.9,128086.7,142746.1,4.6137961826096667,0.28122558321241209,79.666313204598737,null,"Urban","SHA Phase I/II MS4 Pervious",0,0,0,0,0,0,0,0,0,0,0,null,"Urban","SHA Phase I/II MS4 Pervious",5313.1,5313.1,111614.9,55411.4,3185.7,1494.5,1424093,922660.3,10.429203289981366,0.28128587830080365,173.65761984528805,null,"Urban","SHA Phase I/II MS4 Pervious",0,0,0,0,0,0,0,0,0,0,0,null,"Urban","SHA Phase I/II MS4 Pervious",2992.4,2992.4,41024.5,33128.6,918.9,774.8,649313.30000000005,617686.30000000005,11.070912979548188,0.25892260392995586,206.41835984494054,null,"Urban","SHA Phase I/II MS4 Pervious",3472.1,3472.1,32591.200000000001,18879.3,983.4,534.70000000000005,959525.2,785282.2,5.437429797528873,0.15399902076553096,226.16923475706344,null,"Urban","SHA Phase I/II MS4 Pervious",0,0,0,0,0,0,0,0,0,0,0,null,"Urban","SHA Phase I/II MS4 Pervious",4378.3,4378.3,64503.3,33888.800000000003,1573.3,770.2,1112230,859360.6,7.7401731265559697,0.17591302560354477,196.27723088870107,null,"Urban","SHA Phase I/II MS4 Pervious",5476.5,5476.5,29332.799999999999,22781.4,1233.8,1038.9000000000001,415322.1,874779.4,4.1598466173651056,0.18970145165708027,159.73329681365837,null,"Urban","SHA Phase I/II MS4 Pervious",0,0,0,0,0,0,0,0,0,0,0,null,"Urban","SHA Phase I/II MS4 Pervious",0,0,0,0,0,0,0,0,0,0,0,null,"Urban","SHA Phase I/II MS4 Pervious",0,0,0,0,0,0,0,0,0,0,0,null,"Urban","SHA Phase I/II MS4 Pervious",0,0,0,0,0,0,0,0,0,0,0,null,"Urban","SHA Phase I/II MS4 Pervious",5305.1,5305.1,94424.2,54426.8,1773.4,832,2310299,1496827,10.259335356543703,0.15683021997700325,282.14868711240126,null,"Urban","SHA Phase I/II MS4 Pervious",0,0.1,0.8,0.8,0,0,4.5,4.5,8,0,45,null,"Urban","SHA Phase I/II MS4 Pervious",0,0,0,0,0,0,0,0,0,0,0]
[{"$f":"OFFSET(Allegany[[#This Row],[Sector]],0,$B$1*14-14)","v":"Urban"},{"$f":"OFFSET(Allegany[[#This Row],[Landuse]],0,$B$1*14-14)","v":"State Phase II MS4 Impervious"},{"$f":"OFFSET(Allegany[[#This Row],[PreBMPAcres]],0,$B$1*14-14)","v":0},{"$f":"OFFSET(Allegany[[#This Row],[PostBMPAcres]],0,$B$1*14-14)","v":0},{"$f":"OFFSET(Allegany[[#This Row],[Lbs Nitrogen-Edge of Stream]],0,$B$1*14-14)","v":0},{"$f":"OFFSET(Allegany[[#This Row],[Lbs Nitrogen-Delivered]],0,$B$1*14-14)","v":0},{"$f":"OFFSET(Allegany[[#This Row],[Lbs Phosphorus-Edge of Stream]],0,$B$1*14-14)","v":0},{"$f":"OFFSET(Allegany[[#This Row],[Lbs Phosphorus-Delivered]],0,$B$1*14-14)","v":0},{"$f":"OFFSET(Allegany[[#This Row],[Lbs Sediment-Edge of Stream]],0,$B$1*14-14)","v":0},{"$f":"OFFSET(Allegany[[#This Row],[Lbs Sediment-Delivered]],0,$B$1*14-14)","v":0},{"$f":"OFFSET(Allegany[[#This Row],[TN lbs/ac]],0,$B$1*14-14)","v":0},{"$f":"OFFSET(Allegany[[#This Row],[TP lbs/ac]],0,$B$1*14-14)","v":0},{"$f":"OFFSET(Allegany[[#This Row],[TSS lbs/ac]],0,$B$1*14-14)","v":0},null,"Urban","State Phase II MS4 Impervious",0,0,0,0,0,0,0,0,0,0,0,null,"Urban","State Phase II MS4 Impervious",3262.8,3718.5,36777.4,31103.1,5606.1,3602.8,3379334,2072661,8.3644211375554658,0.96888530321366151,557.3916901976603,null,"Urban","State Phase II MS4 Impervious",651.70000000000005,668.4,8680,7319.8,1024.5,885.3,701801,701636.3,10.951226810293239,1.3245062836624775,1049.7251645721126,null,"Urban","State Phase II MS4 Impervious",748.7,785.5,10899.6,7362.6,1177.2,790.1,1032239,701466.9,9.3731381285805231,1.0058561425843413,893.01960534691284,null,"Urban","State Phase II MS4 Impervious",0,0,0,0,0,0,0,0,0,0,0,null,"Urban","State Phase II MS4 Impervious",0,0,0,0,0,0,0,0,0,0,0,null,"Urban","State Phase II MS4 Impervious",108,108,2152,340.4,198.6,57,217013.7,96147.8,3.1518518518518515,0.52777777777777779,890.25740740740741,null,"Urban","State Phase II MS4 Impervious",74.900000000000006,74.900000000000006,998,861.4,80.2,73.5,103439.9,112093.3,11.500667556742322,0.98130841121495316,1496.5727636849131,null,"Urban","State Phase II MS4 Impervious",76.400000000000006,76.400000000000006,582.9,524.29999999999995,106.8,101.7,34548.6,35413.1,6.8625654450261768,1.331151832460733,463.52225130890048,null,"Urban","State Phase II MS4 Impervious",0,0,0,0,0,0,0,0,0,0,0,null,"Urban","State Phase II MS4 Impervious",93.9,93.9,2774.8,1432.9,280.5,131.6,126892.4,82212.7,15.259850905218318,1.4014909478168263,875.53461128860476,null,"Urban","State Phase II MS4 Impervious",0,0,0,0,0,0,0,0,0,0,0,null,"Urban","State Phase II MS4 Impervious",70,70,1217.5,940.5,111.3,93,110540,107860.1,13.435714285714285,1.3285714285714285,1540.8585714285716,null,"Urban","State Phase II MS4 Impervious",396.7,396.7,5119.3,2730.4,646.5,283,772761,469756.1,6.8827829594151755,0.71338542979581554,1184.1595664229897,null,"Urban","State Phase II MS4 Impervious",0,0,0,0,0,0,0,0,0,0,0,null,"Urban","State Phase II MS4 Impervious",218.7,218.7,5051.5,2593.3000000000002,491.2,244,365642,334204.2,11.857796067672613,1.1156835848193873,1528.1399176954733,null,"Urban","State Phase II MS4 Impervious",965.7,965.7,9763.6,7526.5,1409.9,1149.5,421559.7,1517589,7.7938283110696904,1.1903282592937765,1571.4911463187325,null,"Urban","State Phase II MS4 Impervious",0,0,0,0,0,0,0,0,0,0,0,null,"Urban","State Phase II MS4 Impervious",0,0,0,0,0,0,0,0,0,0,0,null,"Urban","State Phase II MS4 Impervious",0,0,0,0,0,0,0,0,0,0,0,null,"Urban","State Phase II MS4 Impervious",0,0,0,0,0,0,0,0,0,0,0,null,"Urban","State Phase II MS4 Impervious",166.1,166.1,4281.8,2529.1999999999998,322.2,151.1,346385.5,224420.9,15.226971703792895,0.90969295605057199,1351.1192052980132,null,"Urban","State Phase II MS4 Impervious",0,0.1,0.8,0.8,0.1,0.1,26.2,26.2,8,1,262,null,"Urban","State Phase II MS4 Impervious",0,0,0,0,0,0,0,0,0,0,0]
[{"$f":"OFFSET(Allegany[[#This Row],[Sector]],0,$B$1*14-14)","v":"Urban"},{"$f":"OFFSET(Allegany[[#This Row],[Landuse]],0,$B$1*14-14)","v":"State Phase II MS4 Pervious"},{"$f":"OFFSET(Allegany[[#This Row],[PreBMPAcres]],0,$B$1*14-14)","v":0},{"$f":"OFFSET(Allegany[[#This Row],[PostBMPAcres]],0,$B$1*14-14)","v":0},{"$f":"OFFSET(Allegany[[#This Row],[Lbs Nitrogen-Edge of Stream]],0,$B$1*14-14)","v":0},{"$f":"OFFSET(Allegany[[#This Row],[Lbs Nitrogen-Delivered]],0,$B$1*14-14)","v":0},{"$f":"OFFSET(Allegany[[#This Row],[Lbs Phosphorus-Edge of Stream]],0,$B$1*14-14)","v":0},{"$f":"OFFSET(Allegany[[#This Row],[Lbs Phosphorus-Delivered]],0,$B$1*14-14)","v":0},{"$f":"OFFSET(Allegany[[#This Row],[Lbs Sediment-Edge of Stream]],0,$B$1*14-14)","v":0},{"$f":"OFFSET(Allegany[[#This Row],[Lbs Sediment-Delivered]],0,$B$1*14-14)","v":0},{"$f":"OFFSET(Allegany[[#This Row],[TN lbs/ac]],0,$B$1*14-14)","v":0},{"$f":"OFFSET(Allegany[[#This Row],[TP lbs/ac]],0,$B$1*14-14)","v":0},{"$f":"OFFSET(Allegany[[#This Row],[TSS lbs/ac]],0,$B$1*14-14)","v":0},null,"Urban","State Phase II MS4 Pervious",0,0,0,0,0,0,0,0,0,0,0,null,"Urban","State Phase II MS4 Pervious",4443.8,5172.3999999999996,44122.6,36883.5,2106.8000000000002,1308.3,742519,447838.2,7.1308290155440419,0.25293867450313201,86.582282886087711,null,"Urban","State Phase II MS4 Pervious",239.2,243.5,2558.8000000000002,2004.5,75.7,60.6,34585,34545,8.2320328542094447,0.24887063655030803,141.86858316221765,null,"Urban","State Phase II MS4 Pervious",2104.1999999999998,2216.5,21612.6,13667.6,505.8,313.5,432015.9,285487.09999999998,6.1662982179111214,0.14143920595533499,128.80085720730881,null,"Urban","State Phase II MS4 Pervious",0,0,0,0,0,0,0,0,0,0,0,null,"Urban","State Phase II MS4 Pervious",0,0,0,0,0,0,0,0,0,0,0,null,"Urban","State Phase II MS4 Pervious",495.3,495.3,6679,1056.5,184.1,55.7,151842.1,69319.7,2.133050676357763,0.11245709670906522,139.95497678174843,null,"Urban","State Phase II MS4 Pervious",276.8,276.8,2179.1999999999998,1857,46,41.7,56414.6,61383.199999999997,6.7088150289017339,0.15065028901734104,221.76011560693641,null,"Urban","State Phase II MS4 Pervious",238.3,238.3,1361.3,1151.9000000000001,74,68.599999999999994,15790.4,16121.6,4.8338229122954264,0.28787242971044896,67.652538816617707,null,"Urban","State Phase II MS4 Pervious",0,0,0,0,0,0,0,0,0,0,0,null,"Urban","State Phase II MS4 Pervious",203.7,203.7,4282.3,2295.6,122.2,57.3,44839.9,29051.5,11.269513991163477,0.2812960235640648,142.61904761904762,null,"Urban","State Phase II MS4 Pervious",0,0,0,0,0,0,0,0,0,0,0,null,"Urban","State Phase II MS4 Pervious",353.6,353.6,4666.8999999999996,3655.2,110.7,94.2,77425.5,77075.399999999994,10.337104072398189,0.26640271493212669,217.97341628959273,null,"Urban","State Phase II MS4 Pervious",1313.6,1313.6,11845.1,5694,368,160.80000000000001,400470.1,246316.2,4.3346528623629723,0.12241169305724728,187.5123325213155,null,"Urban","State Phase II MS4 Pervious",0,0,0,0,0,0,0,0,0,0,0,null,"Urban","State Phase II MS4 Pervious",634.9,634.9,8935.7999999999993,4593.5,216.9,106.7,162639.9,143457.1,7.2349976374232163,0.16805796188376124,225.95227594896835,null,"Urban","State Phase II MS4 Pervious",1548.4,1548.4,8428,6338.1,352.1,285.8,118321.60000000001,408468.2,4.0933221389821748,0.18457762851976234,263.80018083182637,null,"Urban","State Phase II MS4 Pervious",0,0,0,0,0,0,0,0,0,0,0,null,"Urban","State Phase II MS4 Pervious",0,0,0,0,0,0,0,0,0,0,0,null,"Urban","State Phase II MS4 Pervious",0,0,0,0,0,0,0,0,0,0,0,null,"Urban","State Phase II MS4 Pervious",0,0,0,0,0,0,0,0,0,0,0,null,"Urban","State Phase II MS4 Pervious",513.6,513.6,9115,5547.2,143.5,67.3,217285.8,140778,10.800623052959502,0.13103582554517132,274.10046728971963,null,"Urban","State Phase II MS4 Pervious",0,0.1,0.8,0.8,0,0,4.5,4.5,8,0,45,null,"Urban","State Phase II MS4 Pervious",0,0,0,0,0,0,0,0,0,0,0]
[{"$f":"OFFSET(Allegany[[#This Row],[Sector]],0,$B$1*14-14)","v":"Forest"},{"$f":"OFFSET(Allegany[[#This Row],[Landuse]],0,$B$1*14-14)","v":"forest"},{"$f":"OFFSET(Allegany[[#This Row],[PreBMPAcres]],0,$B$1*14-14)","v":217487.2},{"$f":"OFFSET(Allegany[[#This Row],[PostBMPAcres]],0,$B$1*14-14)","v":217487.2},{"$f":"OFFSET(Allegany[[#This Row],[Lbs Nitrogen-Edge of Stream]],0,$B$1*14-14)","v":1161822},{"$f":"OFFSET(Allegany[[#This Row],[Lbs Nitrogen-Delivered]],0,$B$1*14-14)","v":252359.6},{"$f":"OFFSET(Allegany[[#This Row],[Lbs Phosphorus-Edge of Stream]],0,$B$1*14-14)","v":32573.9},{"$f":"OFFSET(Allegany[[#This Row],[Lbs Phosphorus-Delivered]],0,$B$1*14-14)","v":15268.8},{"$f":"OFFSET(Allegany[[#This Row],[Lbs Sediment-Edge of Stream]],0,$B$1*14-14)","v":11328457},{"$f":"OFFSET(Allegany[[#This Row],[Lbs Sediment-Delivered]],0,$B$1*14-14)","v":7333080},{"$f":"OFFSET(Allegany[[#This Row],[TN lbs/ac]],0,$B$1*14-14)","v":1.160342309800301},{"$f":"OFFSET(Allegany[[#This Row],[TP lbs/ac]],0,$B$1*14-14)","v":7.0205510945011929E-2},{"$f":"OFFSET(Allegany[[#This Row],[TSS lbs/ac]],0,$B$1*14-14)","v":33.717294626994139},null,"Forest","forest",217487.2,217487.2,1161822,252359.6,32573.9,15268.8,11328457,7333080,1.160342309800301,7.0205510945011929E-2,33.717294626994139,null,"Forest","forest",124419.4,124419.4,241995.3,221942.9,7528.3,6949.8,3675996,3533795,1.7838287276743017,5.5857848534874792E-2,28.402282923724115,null,"Forest","forest",1857,1857,6048.8,3665.1,93.4,52.9,259857.3,246496.3,1.9736672051696285,2.8486806677436725E-2,132.73898761443186,null,"Forest","forest",163692.5,163692.5,400952.3,141552.4,5856.5,2477.4,9819468,3907722,0.86474578859752271,1.5134474701040061E-2,23.872333796600333,null,"Forest","forest",87636.800000000003,87636.800000000003,144780.9,143746.6,3700.1,3690.4,1549311,1543166,1.6402538659558541,4.211016376681942E-2,17.608652985960234,null,"Forest","forest",67271.600000000006,67271.600000000006,117105,102555.1,3344.8,3081.4,789999,926750.3,1.5244932482652411,4.5805362143906195E-2,13.77624881822344,null,"Forest","forest",87980.1,87980.1,437887.2,78227.8,9448.4,3173.8,11438789,4747668,0.88915334263089041,3.6074066749185327E-2,53.962975718372675,null,"Forest","forest",103049,103049,270056.3,246606.5,5791.3,5484.9,3778187,3835429,2.393099399314889,5.3226135139593782E-2,37.219468408232977,null,"Forest","forest",209039.7,209039.7,357164.1,315938.2,11446.1,10756.9,6622272,7613279,1.5113789390245012,5.1458646371957094E-2,36.42025414311253,null,"Forest","forest",213103.8,213103.8,301597.5,299506.2,9754.7999999999993,9737.7000000000007,2519208,2554431,1.4054474861546347,4.5694633319537242E-2,11.986792351896119,null,"Forest","forest",160688.5,160688.5,1027049,454955.3,25800.9,12104,13503499,8748827,2.8312872420863968,7.5325863394082343E-2,54.445881316957966,null,"Forest","forest",119203.9,119203.9,711283.19999999995,26180.3,19313.900000000001,4304.2,5715988,1350284,0.21962620350508666,3.6107879020736741E-2,11.327515291026552,null,"Forest","forest",141799.29999999999,141799.29999999999,521296.9,408734,10089.4,8591.2999999999993,17335716,15203754,2.8824824946244449,6.0587746201850076E-2,107.22023310411265,null,"Forest","forest",66735.3,66735.3,217344.6,73119.899999999994,4772.8999999999996,1688.4,14077879,8096562,1.0956705072128243,2.529995369766825E-2,121.32352742851234,null,"Forest","forest",54304.7,54304.7,92596.4,88975,2764.5,2703.8,1134330,1183770,1.6384401350159379,4.9789428907626783E-2,21.798665677188165,null,"Forest","forest",110420.6,110420.6,538963.1,323752.8,10839.3,4846.5,10707591,6682730,2.9319963847325585,4.389126666582141E-2,60.520681829296343,null,"Forest","forest",129313.1,129313.1,272579.5,224053.9,8119.9,7240.8,4184023,5861701,1.7326465764102785,5.5994326947540501E-2,45.329521912319784,null,"Forest","forest",79699.7,79699.7,163379.1,149211,4770.1000000000004,4545.8999999999996,1771639,2012698,1.8721651398938768,5.7037855851402197E-2,25.253520402209794,null,"Forest","forest",149606.39999999999,149606.39999999999,223389.9,214777.3,6757.2,6605.7,1610693,1719113,1.4356157223220396,4.4153859727926077E-2,11.490905469284737,null,"Forest","forest",138750.6,138750.6,233298,219241.9,8023.7,7906.5,4766364,8604088,1.5801149688722065,5.6983537368487054E-2,62.011176888604446,null,"Forest","forest",55319.199999999997,55319.199999999997,78187.600000000006,78187.600000000006,2533,2533,889228.5,889228.5,1.413389926101607,4.5788803887257951E-2,16.074500354307364,null,"Forest","forest",131114.79999999999,131114.79999999999,848609.1,466963.9,20959.400000000001,9832.7000000000007,27423263,17767349,3.5614888631946973,7.4993059517308502E-2,135.50986616308762,null,"Forest","forest",144957.70000000001,144957.70000000001,288548.7,256186.3,6462.2,5933.5,1334071,1328331,1.7673176381799653,4.0932630691574157E-2,9.1635766847845943,null,"Forest","forest",126708.4,126708.4,241364.2,200184.8,5067.8,4394.1000000000004,1172026,1282393,1.579885784999258,3.4678837393574545E-2,10.12082071906835]
[{"$f":"OFFSET(Allegany[[#This Row],[Sector]],0,$B$1*14-14)","v":"Forest"},{"$f":"OFFSET(Allegany[[#This Row],[Landuse]],0,$B$1*14-14)","v":"harvested forest"},{"$f":"OFFSET(Allegany[[#This Row],[PreBMPAcres]],0,$B$1*14-14)","v":2196.8000000000002},{"$f":"OFFSET(Allegany[[#This Row],[PostBMPAcres]],0,$B$1*14-14)","v":2196.8000000000002},{"$f":"OFFSET(Allegany[[#This Row],[Lbs Nitrogen-Edge of Stream]],0,$B$1*14-14)","v":100698.8},{"$f":"OFFSET(Allegany[[#This Row],[Lbs Nitrogen-Delivered]],0,$B$1*14-14)","v":22047},{"$f":"OFFSET(Allegany[[#This Row],[Lbs Phosphorus-Edge of Stream]],0,$B$1*14-14)","v":2885.7},{"$f":"OFFSET(Allegany[[#This Row],[Lbs Phosphorus-Delivered]],0,$B$1*14-14)","v":1352.7},{"$f":"OFFSET(Allegany[[#This Row],[Lbs Sediment-Edge of Stream]],0,$B$1*14-14)","v":2911498},{"$f":"OFFSET(Allegany[[#This Row],[Lbs Sediment-Delivered]],0,$B$1*14-14)","v":1884680},{"$f":"OFFSET(Allegany[[#This Row],[TN lbs/ac]],0,$B$1*14-14)","v":10.035961398397669},{"$f":"OFFSET(Allegany[[#This Row],[TP lbs/ac]],0,$B$1*14-14)","v":0.61575928623452292},{"$f":"OFFSET(Allegany[[#This Row],[TSS lbs/ac]],0,$B$1*14-14)","v":857.9206117989803},null,"Forest","harvested forest",2196.8000000000002,2196.8000000000002,100698.8,22047,2885.7,1352.7,2911498,1884680,10.035961398397669,0.61575928623452292,857.9206117989803,null,"Forest","harvested forest",1256.8,1256.8,19447.900000000001,17829.2,633,584.79999999999995,357270.3,343454.1,14.186187141947805,0.46530872056015277,273.27665499681729,null,"Forest","harvested forest",18.8,18.8,410.9,248.9,6.5,3.7,12754.6,12099.1,13.23936170212766,0.19680851063829788,643.56914893617022,null,"Forest","harvested forest",1653.5,1653.5,39287.5,13844.4,583.70000000000005,247.5,994395.3,396073.7,8.3727850015119447,0.14968249168430603,239.53655881463564,null,"Forest","harvested forest",885.2,885.2,12331,12242.9,392.1,391,194340.2,193569.4,13.830659737912335,0.44170808856755533,218.67306823316764,null,"Forest","harvested forest",679.5,679.5,11054.9,9681.4,263.39999999999998,242.7,186328.1,218582.1,14.247829286239881,0.3571743929359823,321.68079470198677,null,"Forest","harvested forest",888.7,888.7,36625,6543.2,786.6,264.60000000000002,974953.7,404654.9,7.3626645662203209,0.29773826938224374,455.33352087318553,null,"Forest","harvested forest",1040.9000000000001,1040.9000000000001,21680.799999999999,19798.5,430.5,408.3,688138.4,698564.4,19.020559131520798,0.39225670093188586,671.11576520318954,null,"Forest","harvested forest",2111.5,2111.5,28567,25283.1,1014.4,953.4,577873.30000000005,664267.6,11.973999526403031,0.45152735022495855,314.59512195121948,null,"Forest","harvested forest",2152.6,2152.6,32742.6,32515.5,807.6,806.2,597277.19999999995,605634.30000000005,15.1052215924928,0.37452383164545205,281.35013472080277,null,"Forest","harvested forest",1623.1,1623.1,86226.4,38170.199999999997,2125.1,997,1651443,1069959,23.516850471320314,0.61425666933645495,659.20707288521965,null,"Forest","harvested forest",1204.0999999999999,1204.0999999999999,53140.4,1956.1,1602,357,1428115,337375.8,1.6245328461091273,0.29648700274063616,280.18918694460592,null,"Forest","harvested forest",1432.3,1432.3,36961.300000000003,29097.599999999999,841.8,726.1,1423004,1252003,20.3152970746352,0.50694686867276417,874.12064511624658,null,"Forest","harvested forest",674.1,674.1,15228.5,5120.2,346.3,122.6,668260.69999999995,384338,7.5956089600949408,0.18187212579735942,570.14982940216578,null,"Forest","harvested forest",548.5,548.5,8126.3,7808.2,226.7,221.7,208110,217190.3,14.235551504102096,0.40419325432999087,395.97137648131263,null,"Forest","harvested forest",1115.4000000000001,1115.4000000000001,46699.8,28105.599999999999,920.8,411.4,878129.8,548011.6,25.197776582391963,0.36883629191321493,491.3139680831988,null,"Forest","harvested forest",1306.2,1306.2,20337.8,16741.099999999999,798.6,713.1,412722.8,573328.1,12.816643699280354,0.54593477262287549,438.9282651967539,null,"Forest","harvested forest",805,805,12169.6,11114.4,383.7,365.6,309832.09999999998,351988.2,13.806708074534161,0.45416149068322986,437.25242236024849,null,"Forest","harvested forest",1511.2,1511.2,24898.9,23938.9,538.4,526.29999999999995,379252.7,404779.5,15.840987294865009,0.34826627845420854,267.85303070407622,null,"Forest","harvested forest",1401.5,1401.5,20023.3,18821.8,744.1,733.2,430387.3,776739.2,13.429753835176596,0.52315376382447376,554.21990724224042,null,"Forest","harvested forest",558.79999999999995,558.79999999999995,8226.1,8226.1,201.4,201.4,201985.6,201985.6,14.721009305654977,0.36041517537580536,361.46313528990697,null,"Forest","harvested forest",1324.4,1324.4,74456.600000000006,40971.4,2032,953.3,2602265,1685990,30.935819993959527,0.71979764421624881,1273.0217456961643,null,"Forest","harvested forest",1464.2,1464.2,25247.4,22415.7,516.4,474.2,321490.2,320107,15.309179073897008,0.32386286026499111,218.62245594864089,null,"Forest","harvested forest",1279.9000000000001,1279.9000000000001,21262.6,17635,424.6,368.1,296034,323910.7,13.77842018907727,0.28760059379639036,253.0750058598328]
[{"$f":"OFFSET(Allegany[[#This Row],[Sector]],0,$B$1*14-14)","v":"Water"},{"$f":"OFFSET(Allegany[[#This Row],[Landuse]],0,$B$1*14-14)","v":"water"},{"$f":"OFFSET(Allegany[[#This Row],[PreBMPAcres]],0,$B$1*14-14)","v":3169.1},{"$f":"OFFSET(Allegany[[#This Row],[PostBMPAcres]],0,$B$1*14-14)","v":3169.1},{"$f":"OFFSET(Allegany[[#This Row],[Lbs Nitrogen-Edge of Stream]],0,$B$1*14-14)","v":19761.5},{"$f":"OFFSET(Allegany[[#This Row],[Lbs Nitrogen-Delivered]],0,$B$1*14-14)","v":6020.7},{"$f":"OFFSET(Allegany[[#This Row],[Lbs Phosphorus-Edge of Stream]],0,$B$1*14-14)","v":1763.7},{"$f":"OFFSET(Allegany[[#This Row],[Lbs Phosphorus-Delivered]],0,$B$1*14-14)","v":827.1},{"$f":"OFFSET(Allegany[[#This Row],[Lbs Sediment-Edge of Stream]],0,$B$1*14-14)","v":0},{"$f":"OFFSET(Allegany[[#This Row],[Lbs Sediment-Delivered]],0,$B$1*14-14)","v":0},{"$f":"OFFSET(Allegany[[#This Row],[TN lbs/ac]],0,$B$1*14-14)","v":1.8998138272695717},{"$f":"OFFSET(Allegany[[#This Row],[TP lbs/ac]],0,$B$1*14-14)","v":0.26098892430027454},{"$f":"OFFSET(Allegany[[#This Row],[TSS lbs/ac]],0,$B$1*14-14)","v":0},null,"Water","water",3169.1,3169.1,19761.5,6020.7,1763.7,827.1,0,0,1.8998138272695717,0.26098892430027454,0,null,"Water","water",2046,2046,20121.5,19509.900000000001,1227.8,1158.4000000000001,0,0,9.5356304985337257,0.56617790811339208,0,null,"Water","water",251.5,251.5,2719.9,1964.3,146.4,101,0,0,7.8103379721669981,0.40159045725646125,0,null,"Water","water",4836,4836,49639.4,15471.7,2926.8,943.6,0,0,3.1992762613730359,0.19511993382961126,0,null,"Water","water",1196.7,1196.7,10177.299999999999,10169,735.5,735.3,0,0,8.4975348876075874,0.61443970920030078,0,null,"Water","water",650.1,650.1,8626,8029,404.9,387.7,0,0,12.350407629595447,0.59636978926319029,0,null,"Water","water",1768.7,1768.7,18358.599999999999,1127.8,1110.3,139.69999999999999,0,0,0.63764346695312935,7.8984564934697798E-2,0,null,"Water","water",3665.7,3665.7,39063.4,37084.699999999997,2246.1,2056.6,0,0,10.116676214638405,0.56103881932509481,0,null,"Water","water",1590.1,1590.1,11899,11083.4,947.5,923,0,0,6.9702534431796748,0.58046663731840764,0,null,"Water","water",23744.6,23744.6,221229.3,221222.9,14722.1,14722,0,0,9.3167667596000783,0.62001465596388239,0,null,"Water","water",4026.4,4026.4,39353.599999999999,23925.1,2484.1999999999998,1165.4000000000001,0,0,5.9420574210212589,0.28943969799324459,0,null,"Water","water",1377.5,1377.5,10532,410.3,931.5,151.9,0,0,0.29785843920145194,0.11027223230490019,0,null,"Water","water",3775.6,3775.6,36877,34592.6,2312.8000000000002,2068,0,0,9.162146413815023,0.54772751350778681,0,null,"Water","water",746.4,746.4,6990.8,1091.5,455.9,90.3,0,0,1.462352625937835,0.12098070739549839,0,null,"Water","water",1906.4,1906.4,19549.5,19362,1153.3,1147.0999999999999,0,0,10.156315568610994,0.60171002937473761,0,null,"Water","water",5503.6,5503.6,51705.5,36057.4,3275,1415.5,0,0,6.5516025873973396,0.25719529035540373,0,null,"Water","water",1243.5999999999999,1243.5999999999999,11554.7,9414.2000000000007,741.6,643.20000000000005,0,0,7.5701190093277591,0.51720810550016094,0,null,"Water","water",1475.4,1475.4,14897.8,14675.9,910.8,903.7,0,0,9.9470652026569049,0.61251186119018575,0,null,"Water","water",6275.3,6275.3,79504.3,79000.3,4003.7,3991.7,0,0,12.589087374308798,0.63609707902411039,0,null,"Water","water",2183.9,2183.9,17341.7,16989.900000000001,1347.9,1339.2,0,0,7.7796144512111365,0.61321489079170288,0,null,"Water","water",1802.9,1803,16854.3,16854.3,1108.8,1108.8,0,0,9.3479201331114812,0.61497504159733773,0,null,"Water","water",7605.9,7605.9,69798.600000000006,43023.4,4539,2129.4,0,0,5.6565823899867214,0.27996686782629276,0,null,"Water","water",2050.9,2050.9,30401.5,29621.7,1305.4000000000001,1283.3,0,0,14.443268808815642,0.62572529133551114,0,null,"Water","water",667.6,667.6,8238.6,7970.3,417.4,404.3,0,0,11.938735769922109,0.60560215698022768,0]
[]
[null,null,{"$f":"SUM(C3:C19)","v":19134.900000000001},{"$f":"SUM(D3:D19)","v":19134.900000000001},{"$f":"SUM(E3:E19)","v":350635.19999999995},70785,{"$f":"SUM(G3:G19)","v":29682.7},13916.199999999997,8180670.5000000009,5297072.4000000004]
[]
[null,null,null,null,null,{"$f":"F45/$D$45","v":3.6992615587225433},null,{"$f":"H45/$D$45","v":0.72726797631552798},null,{"$f":"J45/$D$45","v":276.82780678237145}]
[]
[]
[]
[null,"Just used to play with land uses"]
[null,null,null,"Base nutrient loading",null,null,null,null,null,null,null,null,null,null,"Combinatino Loads",null,"Base nutrient loading"]
[null,"Common Land Use",null,"TN (lbs/ac)","TP (lbs/ac)","TSS (lbs/ac)","Area (ac)","TN (lbs)","TP (lbs)","TSS (lbs)",null,null,null,null,"Fraction IC",null,"TN (lbs/ac)","TP (lbs/ac)","TSS (lbs/ac)"]
[]
[null,"nonregulated impervious developed",null,{"$f":"SUMIFS(Selected[TN lbs/ac],Selected[Landuse],$B55)","v":4.2269441841788247},{"$f":"SUMIFS(Selected[TP lbs/ac],Selected[Landuse],$B55)","v":1.3694953821442912},{"$f":"SUMIFS(Selected[TSS lbs/ac],Selected[Landuse],$B55)","v":1539.0526703252576},5,{"$f":"D55*$G55","v":21.134720920894125},6.8474769107214559,{"$f":"F55*$G55","v":7695.2633516262886},null,null,null,null,0.1,"nonregulated impervious developed",{"$f":"SUMIFS(Selected[TN lbs/ac],Selected[Landuse],$P55)","v":4.2269441841788247},{"$f":"SUMIFS(Selected[TP lbs/ac],Selected[Landuse],$P55)","v":1.3694953821442912},{"$f":"SUMIFS(Selected[TSS lbs/ac],Selected[Landuse],$P55)","v":1539.0526703252576}]
[null,"forest",null,{"$f":"SUMIFS(Selected[TN lbs/ac],Selected[Landuse],$B56)","v":1.160342309800301},{"$f":"SUMIFS(Selected[TP lbs/ac],Selected[Landuse],$B56)","v":7.0205510945011929E-2},{"$f":"SUMIFS(Selected[TSS lbs/ac],Selected[Landuse],$B56)","v":33.717294626994139},5,{"$f":"D56*$G56","v":5.8017115490015048},{"$f":"E56*$G56","v":0.35102755472505964},{"$f":"F56*$G56","v":168.5864731349707},{"$f":"D55-D56","v":3.0666018743785237},{"$f":"E55-E56","v":1.2992898711992793},{"$f":"F55-F56","v":1505.3353756982635},null,null,"nonregulated pervious developed",{"$f":"SUMIFS(Selected[TN lbs/ac],Selected[Landuse],$P56)","v":3.6664049428413867},{"$f":"SUMIFS(Selected[TP lbs/ac],Selected[Landuse],$P56)","v":0.46616752194273858},{"$f":"SUMIFS(Selected[TSS lbs/ac],Selected[Landuse],$P56)","v":236.21752988792613}]
[null,"pasture",null,{"$f":"SUMIFS(Selected[TN lbs/ac],Selected[Landuse],$B57)","v":2.1261754492687501},{"$f":"SUMIFS(Selected[TP lbs/ac],Selected[Landuse],$B57)","v":0.48618609484703318},{"$f":"SUMIFS(Selected[TSS lbs/ac],Selected[Landuse],$B57)","v":127.36547284110206},5,10.630877246343751,2.4309304742351658,636.82736420551032,{"$f":"D55-D57","v":2.1007687349100745},{"$f":"E55-E57","v":0.88330928729725811},1411.6871974841556]
[null,"water",null,{"$f":"SUMIFS(Selected[TN lbs/ac],Selected[Landuse],$B58)","v":1.8998138272695717},{"$f":"SUMIFS(Selected[TP lbs/ac],Selected[Landuse],$B58)","v":0.26098892430027454},{"$f":"SUMIFS(Selected[TSS lbs/ac],Selected[Landuse],$B58)","v":0},null,0,0,0,null,null,null,null,null,"Resulting",{"$f":"$O55*Q55+(1-$O55)*Q56","v":3.7224588669751304},{"$f":"$O55*R55+(1-$O55)*R56","v":0.55650030796289385},{"$f":"$O55*S55+(1-$O55)*S56","v":366.5010439316593}]
[]
[]
[]
[]
[]
[]
[]
["Land-River Segment","FIPS","County","Tributary Basin","Major Basin","Source Sector","Total N, 1985 (lb.)","Total N, 2007 (lb.)","Total N, 2009 (lb.)","Total N, 2010 (lb.)","Total N, 2011 (lb.)","Total N, 2012 (lb.)","Total N, 2013 (lb.)","Total N Target, 2017 (lb.)","Total N Target 2025 (lb.)"]
["A24001PU0_3871_3690","24001","ALLEGANY","Upper Potomac","Potomac River Basin","Agriculture",9471.0328530000006,3884.9120029999999,3289.6726840000001,3341.3832440000001,3246.607872,2948.6106960000002,2611.3070200000002,3327.9372370000001,3353.4469389999999]
["A24001PU0_3871_3690","24001","ALLEGANY","Upper Potomac","Potomac River Basin","Forest",51155.919439999998,44291.188479999997,44013.497320000002,44071.130369999999,44127.954830000002,44065.744140000003,43439.700190000003,44567.218760000003,44936.366390000003]
["A24001PU0_3871_3690","24001","ALLEGANY","Upper Potomac","Potomac River Basin","Non-Tidal Atm",23.744800569999999,11.600469589999999,11.600469589999999,11.600469589999999,11.600469589999999,11.600469589999999,11.600469589999999,11.60046915,11.60046885]
["A24001PU0_3871_3690","24001","ALLEGANY","Upper Potomac","Potomac River Basin","Septic",593.98419190000004,539.57342530000005,534.81481929999995,532.09619139999995,530.28411870000002,527.56512450000002,687.84661870000002,466.80391309999999,421.46330890000002]
["A24001PU0_3871_3690","24001","ALLEGANY","Upper Potomac","Potomac River Basin","Stormwater",4163.4872610000002,2510.1138759999999,2473.7452499999999,2463.5646750000001,2455.81718,2456.445068,5187.8550370000003,2278.617397,2148.5321610000001]
["A24001PU0_3871_3690","24001","ALLEGANY","Upper Potomac","Potomac River Basin","Wastewater",153.1799011,54.931515279999999,298.7707029,111.2639855,113.8582849,101.0508813,93.216106710000005,160.71223319999999,68.673253439999996]
["A24001PU1_3100_3690","24001","ALLEGANY","Upper Potomac","Potomac River Basin","Agriculture",15441.999299999999,6334.0969580000001,5363.7810019999997,5447.9291839999996,5298.2086170000002,4807.5390820000002,4257.6305700000003,5426.1663989999997,5467.7566630000001]
["A24001PU1_3100_3690","24001","ALLEGANY","Upper Potomac","Potomac River Basin","Forest",12118.457640000001,11013.50366,10978.34619,11011.17828,11052.815189999999,11051.169739999999,10846.244140000001,11117.06508,11209.54435]
["A24001PU1_3100_3690","24001","ALLEGANY","Upper Potomac","Potomac River Basin","Non-Tidal Atm",29.312059399999999,14.32032967,14.32032967,14.32032967,14.32032967,14.32032967,14.32032967,14.32033053,14.320331100000001]
["A24001PU1_3100_3690","24001","ALLEGANY","Upper Potomac","Potomac River Basin","Septic",0,358.96319579999999,346.29599000000002,340.45330810000002,337.11459350000001,333.78060909999999,403.32269289999999,300.31928310000001,269.6681451]
["A24001PU1_3100_3690","24001","ALLEGANY","Upper Potomac","Potomac River Basin","Stormwater",2093.07341,1496.25692,1479.8590320000001,1454.163757,1450.836548,1453.3614500000001,2195.3904120000002,1352.332433,1267.314701]
["A24001PU1_3100_3690","24001","ALLEGANY","Upper Potomac","Potomac River Basin","Wastewater",0,0,0,0.37743011100000001,0.37743011100000001,0.37743011100000001,0,0.226458088,0.37743014600000002]
["A24001PU1_3580_3780","24001","ALLEGANY","Upper Potomac","Potomac River Basin","Agriculture",13956.272870000001,5724.6828770000002,4847.8866770000004,4924.0139200000003,4785.6529490000003,4345.3072549999997,3847.0892100000001,4904.2898510000005,4941.8919669999996]
["A24001PU1_3580_3780","24001","ALLEGANY","Upper Potomac","Potomac River Basin","Forest",13574.4231,11876.82178,11801.787350000001,11801.391240000001,11817.07202,11780.316409999999,12063.67633,11949.35806,12047.738520000001]
["A24001PU1_3580_3780","24001","ALLEGANY","Upper Potomac","Potomac River Basin","Non-Tidal Atm",582.4102173,284.53518680000002,284.53518680000002,284.53518680000002,284.53518680000002,284.53518680000002,284.53518680000002,284.5351723,284.5351627]
["A24001PU1_3580_3780","24001","ALLEGANY","Upper Potomac","Potomac River Basin","Septic",505.46481319999998,577.6740112,608.75469969999995,623.74267580000003,631.23797609999997,638.16729740000005,651.79388429999995,539.93156490000001,494.0494751]
["A24001PU1_3580_3780","24001","ALLEGANY","Upper Potomac","Potomac River Basin","Stormwater",5865.3732300000001,6168.205078,6048.8842770000001,6000.1353150000004,6024.332367,6366.9096689999997,5457.4273069999999,5626.4381469999998,5344.8073940000004]
["A24001PU1_3580_3780","24001","ALLEGANY","Upper Potomac","Potomac River Basin","Wastewater",4478.2235099999998,4448.2949209999997,4433.3158110000004,4457.229515,5556.051254,5546.7676540000002,5527.8811569999998,4975.1919950000001,5336.4427839999998]
["A24001PU2_3180_3370","24001","ALLEGANY","Upper Potomac","Potomac River Basin","Agriculture",416.11244920000001,170.677277,144.5465883,146.82337699999999,142.64361869999999,129.5491633,114.72189880000001,146.219491,147.33475949999999]
["A24001PU2_3180_3370","24001","ALLEGANY","Upper Potomac","Potomac River Basin","Forest",480.59070969999999,429.17142289999998,427.24209589999998,428.23464389999998,429.35551070000002,429.17241289999998,429.86747739999998,432.62865340000002,436.2196917]
["A24001PU2_3180_3370","24001","ALLEGANY","Upper Potomac","Potomac River Basin","Non-Tidal Atm",0,0,0,0,0,0,0,0,0]
["A24001PU2_3180_3370","24001","ALLEGANY","Upper Potomac","Potomac River Basin","Septic",0,6.7250552179999996,6.8136939999999999,6.859467983,6.8594617839999996,6.859449863,11.59263992,5.9854149720000001,5.4332289530000004]
["A24001PU2_3180_3370","24001","ALLEGANY","Upper Potomac","Potomac River Basin","Stormwater",25.18688933,19.55453404,19.5819659,19.323354250000001,19.3292079,19.404352660000001,23.430314060000001,17.92626276,16.822460670000002]
["A24001PU2_3180_3370","24001","ALLEGANY","Upper Potomac","Potomac River Basin","Wastewater",0,0,0,0,0,0,0,0]
["A24001PU2_3370_4020","24001","ALLEGANY","Upper Potomac","Potomac River Basin","Agriculture",26013.088619999999,10670.21242,9035.9907609999991,9177.8256650000003,8905.8129150000004,8095.0823360000004,7169.6251000000002,9141.0705269999999,9211.123705]
["A24001PU2_3370_4020","24001","ALLEGANY","Upper Potomac","Potomac River Basin","Forest",29875.432130000001,26634.2876,26518.337650000001,26580.833490000001,26638.017940000002,26639.863649999999,26548.370360000001,26852.64012,27075.508430000002]
["A24001PU2_3370_4020","24001","ALLEGANY","Upper Potomac","Potomac River Basin","Non-Tidal Atm",133.33839420000001,65.142150880000003,65.142150880000003,65.142150880000003,65.142150880000003,65.142150880000003,65.142150880000003,65.142153710000002,65.142155590000002]
["A24001PU2_3370_4020","24001","ALLEGANY","Upper Potomac","Potomac River Basin","Septic",507.05670170000002,456.55929570000001,453.76589969999998,452.20541379999997,450.6447144,449.6047974,654.55657959999996,396.41638219999999,358.18337059999999]
["A24001PU2_3370_4020","24001","ALLEGANY","Upper Potomac","Potomac River Basin","Stormwater",2761.1654050000002,2022.139183,2003.2095260000001,1978.0760270000001,2030.5112300000001,1983.157387,2631.522316,1837.4443779999999,1726.9342790000001]
["A24001PU2_3370_4020","24001","ALLEGANY","Upper Potomac","Potomac River Basin","Wastewater",308.5470886,287.71569820000002,304.47149660000002,404.37429809999998,333.34570309999998,276.03671259999999,420.8963928,319.9774137,330.31469170000003]
["A24001PU4_3780_3930","24001","ALLEGANY","Upper Potomac","Potomac River Basin","Agriculture",13775.614449999999,5650.571774,4785.1344950000002,4860.2722240000003,4723.2732029999997,4288.9909539999999,3798.5084919999999,4840.7716840000003,4877.8631439999999]
["A24001PU4_3780_3930","24001","ALLEGANY","Upper Potomac","Potomac River Basin","Forest",15014.06006,13511.49646,13455.102730000001,13488.09467,13526.374330000001,13520.938959999999,13508.283450000001,13624.767040000001,13737.87658]
["A24001PU4_3780_3930","24001","ALLEGANY","Upper Potomac","Potomac River Basin","Non-Tidal Atm",896.12017820000005,437.79748540000003,437.79748540000003,437.79748540000003,437.79748540000003,437.79748540000003,437.79748540000003,437.7974979,437.79750619999999]
["A24001PU4_3780_3930","24001","ALLEGANY","Upper Potomac","Potomac River Basin","Septic",355.9071045,322.22509769999999,316.4786072,314.23388670000003,311.9894104,310.8684998,442.41958620000003,275.93093750000003,248.89915769999999]
["A24001PU4_3780_3930","24001","ALLEGANY","Upper Potomac","Potomac River Basin","Stormwater",7760.065834,5591.7370979999996,5551.8562650000003,5388.5932510000002,5381.517339,5400.5093610000004,5799.7734760000003,5036.1057060000003,4692.2719999999999]
["A24001PU4_3780_3930","24001","ALLEGANY","Upper Potomac","Potomac River Basin","Wastewater",6702.5715330000003,5767.3570550000004,5767.3570550000004,5767.3570550000004,1745.160034,1745.160034,269.03710940000002,6141.8661679999996,6391.5389100000002]
["A24001PU4_3890_3990","24001","ALLEGANY","Upper Potomac","Potomac River Basin","Agriculture",250.69136090000001,102.8638684,87.05338639,88.527138800000003,85.818702759999994,78.124392979999996,69.105679089999995,88.09860381,88.795415419999998]
["A24001PU4_3890_3990","24001","ALLEGANY","Upper Potomac","Potomac River Basin","Forest",56.783619880000003,58.483611830000001,58.73229456,59.148060319999999,59.64732051,59.892055509999999,69.066844700000004,59.482281610000001,59.982272979999998]
["A24001PU4_3890_3990","24001","ALLEGANY","Upper Potomac","Potomac River Basin","Non-Tidal Atm",163.74119569999999,79.995361329999994,79.995361329999994,79.995361329999994,79.995361329999994,79.995361329999994,79.995361329999994,79.995357900000002,79.995355619999998]
["A24001PU4_3890_3990","24001","ALLEGANY","Upper Potomac","Potomac River Basin","Septic",0,0,0,0,0,0,0,0,0]
["A24001PU4_3890_3990","24001","ALLEGANY","Upper Potomac","Potomac River Basin","Stormwater",68.062650059999996,52.219510640000003,51.501867470000001,51.066324299999998,51.02728887,50.932248600000001,22.575096349999999,47.309349240000003,44.514337089999998]
["A24001PU4_3890_3990","24001","ALLEGANY","Upper Potomac","Potomac River Basin","Wastewater",9047.0539559999997,9064.9968270000008,9064.9968270000008,9064.9968270000008,9971.0708009999998,9971.0708009999998,9947.9409180000002,7143.2531140000001,5862.090639]
["A24001PU4_3990_3780","24001","ALLEGANY","Upper Potomac","Potomac River Basin","Agriculture",198.97429880000001,81.568226339999995,69.094673630000003,70.211259339999998,68.156263820000007,61.964082869999999,54.869831619999999,69.908029400000004,70.450266569999997]
["A24001PU4_3990_3780","24001","ALLEGANY","Upper Potomac","Potomac River Basin","Forest",59.396391870000002,52.916022060000003,52.552966830000003,52.972230199999998,53.160262590000002,52.958608150000003,63.850132709999997,53.225792759999997,53.674343380000003]
["A24001PU4_3990_3780","24001","ALLEGANY","Upper Potomac","Potomac River Basin","Non-Tidal Atm",175.21209719999999,85.599426269999995,85.599426269999995,85.599426269999995,85.599426269999995,85.599426269999995,85.599426269999995,85.599426879999996,85.599427289999994]
["A24001PU4_3990_3780","24001","ALLEGANY","Upper Potomac","Potomac River Basin","Septic",0,0,0,0,0,0,0,0,0]
["A24001PU4_3990_3780","24001","ALLEGANY","Upper Potomac","Potomac River Basin","Stormwater",252.9413576,234.6828003,233.28035929999999,222.67565260000001,221.14016219999999,226.20831279999999,190.1159213,210.40925390000001,195.1618503]
["A24001PU4_3990_3780","24001","ALLEGANY","Upper Potomac","Potomac River Basin","Wastewater",155036.90979999999,84204.986369999999,90380.736369999999,104034.7442,59928.710370000001,20930.882239999999,26676.382020000001,68069.902789999993,53196.013740000002]
["A24001PU5_3930_4170","24001","ALLEGANY","Upper Potomac","Potomac River Basin","Agriculture",25909.70146,10627.746740000001,9000.0693589999992,9141.2929339999991,8890.5123170000006,8067.0184749999999,7122.8288039999998,9104.6954010000009,9174.446097]
["A24001PU5_3930_4170","24001","ALLEGANY","Upper Potomac","Potomac River Basin","Forest",42033.718260000001,37136.959470000002,36951.113899999997,37024.917849999998,37119.476069999997,37077.53931,37095.445440000003,37416.51367,37726.780189999998]
["A24001PU5_3930_4170","24001","ALLEGANY","Upper Potomac","Potomac River Basin","Non-Tidal Atm",864.37738039999999,422.28961179999999,422.28961179999999,422.28961179999999,422.28961179999999,422.28961179999999,422.28961179999999,422.28957209999999,422.28954570000002]
["A24001PU5_3930_4170","24001","ALLEGANY","Upper Potomac","Potomac River Basin","Septic",1692.3089600000001,1443.590942,1413.510986,1399.411987,1390.4410399999999,1378.573975,1844.8330080000001,1230.475009,1108.4510250000001]
["A24001PU5_3930_4170","24001","ALLEGANY","Upper Potomac","Potomac River Basin","Stormwater",4036.7634280000002,3139.9211730000002,3106.3972170000002,3049.6850589999999,3043.0689699999998,3048.6199959999999,3505.8485110000001,2837.087403,2657.5475280000001]
["A24001PU5_3930_4170","24001","ALLEGANY","Upper Potomac","Potomac River Basin","Wastewater",0,0,0,0,0,0,0,133.0772528,221.79542129999999]
["A24001PU5_4170_4020","24001","ALLEGANY","Upper Potomac","Potomac River Basin","Agriculture",370.2844594,151.89715580000001,128.65770560000001,130.56852129999999,126.7761623,115.3267901,102.13527879999999,130.0933339,131.0504195]
["A24001PU5_4170_4020","24001","ALLEGANY","Upper Potomac","Potomac River Basin","Forest",1812.2827299999999,1570.7750699999999,1561.0314940000001,1563.1233520000001,1564.9241569999999,1563.0779950000001,1566.116272,1580.658109,1593.74252]
["A24001PU5_4170_4020","24001","ALLEGANY","Upper Potomac","Potomac River Basin","Non-Tidal Atm",555.78912349999996,271.52951050000001,271.52951050000001,271.52951050000001,271.52951050000001,271.52951050000001,271.52951050000001,271.5295021,271.52949649999999]
["A24001PU5_4170_4020","24001","ALLEGANY","Upper Potomac","Potomac River Basin","Septic",0,5.6313648220000001,5.3671860689999997,5.2362790109999997,5.2362818720000002,5.2362999920000002,6.5459728239999997,4.635412648,4.1475637000000001]
["A24001PU5_4170_4020","24001","ALLEGANY","Upper Potomac","Potomac River Basin","Stormwater",5.1143519880000001,3.8695809840000002,3.8217860460000002,3.7737319469999999,3.7613680359999999,3.7664340730000001,8.0009951590000004,3.5017136299999998,3.2883320189999998]
["A24001PU5_4170_4020","24001","ALLEGANY","Upper Potomac","Potomac River Basin","Wastewater",0,0,0,0,0,0,0,0]
["A24001PU6_3870_3690","24001","ALLEGANY","Upper Potomac","Potomac River Basin","Agriculture",433.52463060000002,177.79602650000001,150.53481529999999,152.90518829999999,148.45573870000001,134.95542889999999,119.41728999999999,152.30836059999999,153.49072409999999]
["A24001PU6_3870_3690","24001","ALLEGANY","Upper Potomac","Potomac River Basin","Forest",16820.557250000002,14456.67511,14359.382019999999,14374.481320000001,14385.70831,14364.53967,14379.49756,14539.90575,14660.25491]
["A24001PU6_3870_3690","24001","ALLEGANY","Upper Potomac","Potomac River Basin","Non-Tidal Atm",4568.2919920000004,2231.8278810000002,2231.8278810000002,2231.8278810000002,2231.8278810000002,2231.8278810000002,2231.8278810000002,2231.827972,2231.8280319999999]
["A24001PU6_3870_3690","24001","ALLEGANY","Upper Potomac","Potomac River Basin","Septic",0,43.705249790000003,41.594120029999999,40.547401430000001,40.416580199999999,40.155490880000002,25.120029450000001,35.90793601,32.117146669999997]
["A24001PU6_3870_3690","24001","ALLEGANY","Upper Potomac","Potomac River Basin","Stormwater",899.74536230000001,687.71413329999996,679.59699920000003,669.61039730000005,667.56080629999997,668.83639530000005,748.09623339999996,622.04508539999995,583.67714279999996]
["A24001PU6_3870_3690","24001","ALLEGANY","Upper Potomac","Potomac River Basin","Wastewater",0,0,0,0,0,0,0,0]
["A24001PU6_4020_3870","24001","ALLEGANY","Upper Potomac","Potomac River Basin","Agriculture",2906.603991,1192.162282,1009.609232,1025.492976,997.25796509999998,904.96659650000004,801.53338140000005,1021.356209,1029.187527]
["A24001PU6_4020_3870","24001","ALLEGANY","Upper Potomac","Potomac River Basin","Forest",18178.663820000002,15723.464480000001,15623.967350000001,15643.84009,15668.549499999999,15640.72321,15625.569149999999,15820.380950000001,15951.323350000001]
["A24001PU6_4020_3870","24001","ALLEGANY","Upper Potomac","Potomac River Basin","Non-Tidal Atm",839.10278319999998,409.94198610000001,409.94198610000001,409.94198610000001,409.94198610000001,409.94198610000001,409.94198610000001,409.94194879999998,409.94192390000001]
["A24001PU6_4020_3870","24001","ALLEGANY","Upper Potomac","Potomac River Basin","Septic",0,176.89889529999999,166.76699830000001,161.73649599999999,159.01750179999999,156.30220030000001,123.8630981,143.57274949999999,128.1099169]
["A24001PU6_4020_3870","24001","ALLEGANY","Upper Potomac","Potomac River Basin","Stormwater",997.87232730000005,695.79261859999997,684.70805059999998,683.62786110000002,680.914986,680.84214780000002,941.08194800000001,631.69756170000005,596.35723570000005]
["A24001PU6_4020_3870","24001","ALLEGANY","Upper Potomac","Potomac River Basin","Wastewater",0,0,0,0,0,0,0,0]
["A24003WL0_4390_0000","24003","ANNE ARUNDEL","Lower Western Shore","Western Shore of Chesapeake Bay","Agriculture",416.32123259999997,235.51812709999999,217.0162646,209.0701607,197.92959429999999,190.84767360000001,182.06713160000001,154.71460870000001,113.1801715]
["A24003WL0_4390_0000","24003","ANNE ARUNDEL","Lower Western Shore","Western Shore of Chesapeake Bay","Forest",8764.8886719999991,5910.3708189999998,5699.9457700000003,5650.7832639999997,5615.1147769999998,5563.2449340000003,6129.1511840000003,5651.0318699999998,5618.422603]
["A24003WL0_4390_0000","24003","ANNE ARUNDEL","Lower Western Shore","Western Shore of Chesapeake Bay","Non-Tidal Atm",622.43542479999996,308.3887024,308.3887024,308.3887024,308.3887024,308.3887024,308.3887024,308.38870350000002,308.38870429999997]
["A24003WL0_4390_0000","24003","ANNE ARUNDEL","Lower Western Shore","Western Shore of Chesapeake Bay","Septic",62891.738279999998,66556.71875,66119.117190000004,65737.09375,65199.261720000002,64643.988279999998,64304.171880000002,47275.941160000002,34713.823799999998]
["A24003WL0_4390_0000","24003","ANNE ARUNDEL","Lower Western Shore","Western Shore of Chesapeake Bay","Stormwater",60435.638229999997,56345.040200000003,55802.269059999999,53881.689059999997,53892.384919999997,54411.668830000002,51758.198060000002,43695.427049999998,35624.199050000003]
["A24003WL0_4390_0000","24003","ANNE ARUNDEL","Lower Western Shore","Western Shore of Chesapeake Bay","Wastewater",0,2625.844971,2629.88501,2631.9360350000002,2631.9360350000002,2631.9360350000002,15.213009830000001,1061.0743150000001,15.20051844]
["A24003WL0_4391_0000","24003","ANNE ARUNDEL","Lower Western Shore","Western Shore of Chesapeake Bay","Agriculture",1243.6900889999999,703.47364349999998,647.98330510000005,624.58088810000004,592.03320489999999,569.99483180000004,543.94943520000004,462.09708910000001,338.17294509999999]
["A24003WL0_4391_0000","24003","ANNE ARUNDEL","Lower Western Shore","Western Shore of Chesapeake Bay","Forest",5297.5909730000003,4240.7120059999997,4167.0611730000001,4118.9406280000003,4115.5214390000001,4100.9991149999996,3960.3881070000002,4131.6811500000003,4108.0944680000002]
["A24003WL0_4391_0000","24003","ANNE ARUNDEL","Lower Western Shore","Western Shore of Chesapeake Bay","Non-Tidal Atm",1999.7010499999999,990.76208499999996,990.76208499999996,990.76208499999996,990.76208499999996,990.76208499999996,990.76208499999996,990.76206549999995,990.76205249999998]
["A24003WL0_4391_0000","24003","ANNE ARUNDEL","Lower Western Shore","Western Shore of Chesapeake Bay","Septic",0,34588.949220000002,34652.800779999998,34597.199220000002,34348.339840000001,34090.820310000003,36190.640630000002,24822.743880000002,18269.372609999999]
["A24003WL0_4391_0000","24003","ANNE ARUNDEL","Lower Western Shore","Western Shore of Chesapeake Bay","Stormwater",15456.59254,14481.010130000001,14350.179120000001,13881.94608,13856.59116,14015.21883,14816.2009,11253.82022,9189.5809570000001]
["A24003WL0_4391_0000","24003","ANNE ARUNDEL","Lower Western Shore","Western Shore of Chesapeake Bay","Wastewater",0,256.59521480000001,65.092048649999995,0.60961258399999996,0.60961258399999996,0.60961258399999996,0.60961258399999996,26.402286660000001,0.60911199999999999]
["A24003WL0_4392_0000","24003","ANNE ARUNDEL","Lower Western Shore","Western Shore of Chesapeake Bay","Agriculture",1491.9354949999999,844.05179720000001,777.44848560000003,749.45692259999998,710.08056529999999,683.60791710000001,652.53847250000001,554.38341070000001,405.67336069999999]
["A24003WL0_4392_0000","24003","ANNE ARUNDEL","Lower Western Shore","Western Shore of Chesapeake Bay","Forest",6184.785828,3260.6126250000002,3128.5808259999999,3133.80278,3119.420623,3099.2025140000001,3307.4321599999998,3102.0854909999998,3084.421934]
["A24003WL0_4392_0000","24003","ANNE ARUNDEL","Lower Western Shore","Western Shore of Chesapeake Bay","Non-Tidal Atm",1368.4530030000001,678.00677489999998,678.00677489999998,678.00677489999998,678.00677489999998,678.00677489999998,678.00677489999998,678.00677289999999,678.00677150000001]
["A24003WL0_4392_0000","24003","ANNE ARUNDEL","Lower Western Shore","Western Shore of Chesapeake Bay","Septic",20452.75,21836.640630000002,21596.140630000002,21422.099610000001,21217.929690000001,20993.320309999999,17946.460940000001,15426.888440000001,11314.05364]
["A24003WL0_4392_0000","24003","ANNE ARUNDEL","Lower Western Shore","Western Shore of Chesapeake Bay","Stormwater",49976.038509999998,49573.356970000001,49011.514060000001,47199.34979,47188.477279999999,47549.987520000002,46966.269500000002,38273.929219999998,31115.53932]
["A24003WL0_4392_0000","24003","ANNE ARUNDEL","Lower Western Shore","Western Shore of Chesapeake Bay","Wastewater",0,14370.030269999999,6246.8217770000001,6246.8217770000001,6246.8217770000001,6246.8217770000001,3.9500789639999998,2533.8024730000002,58.456270179999997]
["A24003WL0_4393_0000","24003","ANNE ARUNDEL","Lower Western Shore","Western Shore of Chesapeake Bay","Agriculture",456.445358,258.16314820000002,237.7424748,229.2093988,217.52436850000001,209.23277110000001,199.53607160000001,169.57180750000001,124.124696]
["A24003WL0_4393_0000","24003","ANNE ARUNDEL","Lower Western Shore","Western Shore of Chesapeake Bay","Forest",209.6118946,205.4112768,205.90883160000001,204.67385390000001,205.6300478,206.37001219999999,150.72122010000001,204.1930825,203.04924980000001]
["A24003WL0_4393_0000","24003","ANNE ARUNDEL","Lower Western Shore","Western Shore of Chesapeake Bay","Non-Tidal Atm",114.7687988,56.8628006,56.8628006,56.8628006,56.8628006,56.8628006,56.8628006,56.862800800000002,56.86280094]
["A24003WL0_4393_0000","24003","ANNE ARUNDEL","Lower Western Shore","Western Shore of Chesapeake Bay","Septic",0,1002.554016,955.36981200000002,926.07348630000001,911.91979979999996,870.50341800000001,993.33062740000003,675.50080660000003,488.92146960000002]
["A24003WL0_4393_0000","24003","ANNE ARUNDEL","Lower Western Shore","Western Shore of Chesapeake Bay","Stormwater",608.25634760000003,493.73178480000001,484.43811790000001,466.33702849999997,466.34489059999999,469.15649409999997,717.36311909999995,378.04996599999998,307.1245313]
["A24003WL0_4393_0000","24003","ANNE ARUNDEL","Lower Western Shore","Western Shore of Chesapeake Bay","Wastewater",0,1719.8330080000001,1719.8330080000001,1719.8330080000001,1719.8330080000001,1719.8330080000001,59.431140900000003,691.58422050000001,6.0850288800000003]
["A24003WL0_4394_0000","24003","ANNE ARUNDEL","Lower Western Shore","Western Shore of Chesapeake Bay","Agriculture",960.4208969,543.3573146,500.39741409999999,482.24970839999997,457.08634569999998,440.25218059999997,419.97396859999998,356.78327100000001,261.04050890000002]
["A24003WL0_4394_0000","24003","ANNE ARUNDEL","Lower Western Shore","Western Shore of Chesapeake Bay","Forest",1353.010346,1192.8111269999999,1168.7712630000001,1152.6702499999999,1148.678463,1145.1914099999999,703.03789329999995,1158.835662,1152.2119290000001]
["A24003WL0_4394_0000","24003","ANNE ARUNDEL","Lower Western Shore","Western Shore of Chesapeake Bay","Non-Tidal Atm",1165.394043,577.40039060000004,577.40039060000004,577.40039060000004,577.40039060000004,577.40039060000004,577.40039060000004,577.40039179999997,577.40039260000003]
["A24003WL0_4394_0000","24003","ANNE ARUNDEL","Lower Western Shore","Western Shore of Chesapeake Bay","Septic",1637.019043,2267.7919919999999,2251.804932,2242.3920899999998,2228.211914,2211.2329100000002,2302.669922,1611.0188439999999,1183.828119]
["A24003WL0_4394_0000","24003","ANNE ARUNDEL","Lower Western Shore","Western Shore of Chesapeake Bay","Stormwater",2395.6001430000001,2131.9195559999998,2141.3517299999999,2092.4844819999998,2101.1941379999998,2131.4159439999999,4054.5169679999999,1700.6566640000001,1406.8599529999999]
["A24003WL0_4394_0000","24003","ANNE ARUNDEL","Lower Western Shore","Western Shore of Chesapeake Bay","Wastewater",235209.70310000001,54144.44556,30312.375240000001,45186.926019999999,34143.974849999999,33673.394769999999,31339.8125,13059.74072,1557.9843719999999]
["A24003WL0_4420_0000","24003","ANNE ARUNDEL","Lower Western Shore","Western Shore of Chesapeake Bay","Agriculture",8798.8162730000004,4977.4240950000003,4642.4789190000001,4476.4327869999997,4227.2478520000004,4070.3573110000002,3885.9064119999998,3472.0811720000002,2691.8160079999998]
["A24003WL0_4420_0000","24003","ANNE ARUNDEL","Lower Western Shore","Western Shore of Chesapeake Bay","Forest",18292.789669999998,11601.43518,11008.922479999999,10819.525820000001,10681.634760000001,10541.988859999999,10721.94391,10913.00433,10849.0589]
["A24003WL0_4420_0000","24003","ANNE ARUNDEL","Lower Western Shore","Western Shore of Chesapeake Bay","Non-Tidal Atm",48.551471710000001,24.055070879999999,24.055070879999999,24.055070879999999,24.055070879999999,24.055070879999999,24.055070879999999,24.05507089,24.05507089]
["A24003WL0_4420_0000","24003","ANNE ARUNDEL","Lower Western Shore","Western Shore of Chesapeake Bay","Septic",15433.660159999999,23610.320309999999,24398.140630000002,24739.849610000001,24858.660159999999,24940.570309999999,22093.849610000001,17595.505519999999,13060.41545]
["A24003WL0_4420_0000","24003","ANNE ARUNDEL","Lower Western Shore","Western Shore of Chesapeake Bay","Stormwater",58980.387210000001,68974.359379999994,69269.77923,67251.225860000006,67564.439270000003,68503.934330000004,66955.056209999995,54476.896439999997,44614.974580000002]
["A24003WL0_4420_0000","24003","ANNE ARUNDEL","Lower Western Shore","Western Shore of Chesapeake Bay","Wastewater",0,758.93920900000001,794.68487549999998,794.68487549999998,794.68487549999998,794.68487549999998,97.505836489999993,350.92494019999998,55.084983270000002]
["A24003WL0_4421_0000","24003","ANNE ARUNDEL","Lower Western Shore","Western Shore of Chesapeake Bay","Agriculture",4383.082281,2479.443166,2322.3470980000002,2239.420889,2114.989497,2034.1716289999999,1942.1300550000001,1765.0848229999999,1393.5766389999999]
["A24003WL0_4421_0000","24003","ANNE ARUNDEL","Lower Western Shore","Western Shore of Chesapeake Bay","Forest",7404.8937379999998,5856.0072330000003,5748.2230229999996,5695.3268429999998,5693.4649049999998,5680.0350040000003,6009.1039430000001,5699.5080159999998,5667.0313450000003]
["A24003WL0_4421_0000","24003","ANNE ARUNDEL","Lower Western Shore","Western Shore of Chesapeake Bay","Non-Tidal Atm",746.03717040000004,369.6278992,369.6278992,369.6278992,369.6278992,369.6278992,369.6278992,369.6278987,369.62789830000003]
["A24003WL0_4421_0000","24003","ANNE ARUNDEL","Lower Western Shore","Western Shore of Chesapeake Bay","Septic",35592.191409999999,37394.519529999998,37753.691409999999,37801.96875,37593.988279999998,37294.539060000003,37675.800779999998,27089.328590000001,19979.753369999999]
["A24003WL0_4421_0000","24003","ANNE ARUNDEL","Lower Western Shore","Western Shore of Chesapeake Bay","Stormwater",31469.892090000001,29079.51959,28818.307489999999,27814.442459999998,27856.920600000001,28032.695830000001,26578.446489999998,22525.119409999999,18329.660690000001]
["A24003WL0_4421_0000","24003","ANNE ARUNDEL","Lower Western Shore","Western Shore of Chesapeake Bay","Wastewater",0,4158.0458980000003,4159.0629879999997,4164.1362300000001,4164.1362300000001,4164.1362300000001,2.4262568949999999,1668.7307719999999,8.5092946400000002]
["A24003WL0_4422_0000","24003","ANNE ARUNDEL","Lower Western Shore","Western Shore of Chesapeake Bay","Agriculture",636.86186929999997,360.30043439999997,331.72068230000002,319.87637039999998,303.3432889,291.9688936,278.68992530000003,236.6256061,173.2288887]
["A24003WL0_4422_0000","24003","ANNE ARUNDEL","Lower Western Shore","Western Shore of Chesapeake Bay","Forest",5254.8647769999998,4529.7429199999997,4488.0350950000002,4438.9183039999998,4441.5357519999998,4441.1202240000002,4151.7794800000001,4450.2045520000001,4424.9841900000001]
["A24003WL0_4422_0000","24003","ANNE ARUNDEL","Lower Western Shore","Western Shore of Chesapeake Bay","Non-Tidal Atm",1108.01001,548.9688721,548.9688721,548.9688721,548.9688721,548.9688721,548.9688721,548.96887119999997,548.96887059999995]
["A24003WL0_4422_0000","24003","ANNE ARUNDEL","Lower Western Shore","Western Shore of Chesapeake Bay","Septic",26052.070309999999,24408.400389999999,24059.150389999999,23825.449219999999,23555.460940000001,23272.279299999998,25742.029299999998,17173.399789999999,12582.89939]
["A24003WL0_4422_0000","24003","ANNE ARUNDEL","Lower Western Shore","Western Shore of Chesapeake Bay","Stormwater",10923.30838,9065.1798999999992,8915.0079310000001,8638.1018220000005,8631.0578619999997,8672.7690430000002,10190.17468,7024.4110680000003,5764.0131590000001]
["A24003WL0_4422_0000","24003","ANNE ARUNDEL","Lower Western Shore","Western Shore of Chesapeake Bay","Wastewater",0,2390.2910160000001,2390.2910160000001,2390.2910160000001,2390.2910160000001,2390.2910160000001,1.8227410319999999,957.20915330000003,1.8212448800000001]
["A24003WL0_4423_0000","24003","ANNE ARUNDEL","Lower Western Shore","Western Shore of Chesapeake Bay","Agriculture",732.13388629999997,414.22928039999999,381.66294370000003,367.67800620000003,348.90005150000002,335.59546870000003,320.07206869999999,272.0901586,199.0416353]
["A24003WL0_4423_0000","24003","ANNE ARUNDEL","Lower Western Shore","Western Shore of Chesapeake Bay","Forest",9827.1524040000004,6475.4309089999997,6452.0382390000004,6422.6253349999997,6426.8273310000004,6419.299927,6049.8494879999998,6397.870887,6361.7593200000001]
["A24003WL0_4423_0000","24003","ANNE ARUNDEL","Lower Western Shore","Western Shore of Chesapeake Bay","Non-Tidal Atm",2118.8969729999999,1049.8179929999999,1049.8179929999999,1049.8179929999999,1049.8179929999999,1049.8179929999999,1049.8179929999999,1049.81799,1049.817988]
["A24003WL0_4423_0000","24003","ANNE ARUNDEL","Lower Western Shore","Western Shore of Chesapeake Bay","Septic",27646.380860000001,41761.980470000002,42493.128909999999,42749.109380000002,42347.699220000002,41867.359380000002,38244.671880000002,30543.63378,22577.3037]
["A24003WL0_4423_0000","24003","ANNE ARUNDEL","Lower Western Shore","Western Shore of Chesapeake Bay","Stormwater",53335.90324,50690.661249999997,49648.397449999997,48042.947849999997,48017.576179999996,48263.791019999997,49798.356160000003,39080.423029999998,32035.106749999999]
["A24003WL0_4423_0000","24003","ANNE ARUNDEL","Lower Western Shore","Western Shore of Chesapeake Bay","Wastewater",220148.79689999999,151220.9883,149935.95310000001,99057.787110000005,155958.0528,148450.75589999999,186961.11780000001,59995.023840000002,34.40433196]
["A24003WL0_4424_0000","24003","ANNE ARUNDEL","Lower Western Shore","Western Shore of Chesapeake Bay","Agriculture",7823.4018969999997,4425.4836310000001,4076.703751,3929.6738169999999,3728.7213860000002,3585.1766689999999,3421.5877660000001,2907.012166,2127.217776]
["A24003WL0_4424_0000","24003","ANNE ARUNDEL","Lower Western Shore","Western Shore of Chesapeake Bay","Forest",6481.0161749999997,5253.5078729999996,5174.3620609999998,5117.7436680000001,5122.3639679999997,5107.4848330000004,4674.073547,5130.4409050000004,5101.1601350000001]
["A24003WL0_4424_0000","24003","ANNE ARUNDEL","Lower Western Shore","Western Shore of Chesapeake Bay","Non-Tidal Atm",1046.198975,518.34448239999995,518.34448239999995,518.34448239999995,518.34448239999995,518.34448239999995,518.34448239999995,518.34448399999997,518.34448510000004]
["A24003WL0_4424_0000","24003","ANNE ARUNDEL","Lower Western Shore","Western Shore of Chesapeake Bay","Septic",25897.820309999999,27563.390630000002,27554.119139999999,27486.25,27284.740229999999,27046.140630000002,27575.089840000001,19728.06853,14510.70145]
["A24003WL0_4424_0000","24003","ANNE ARUNDEL","Lower Western Shore","Western Shore of Chesapeake Bay","Stormwater",20625.221799999999,20026.27219,19897.362430000001,19294.13884,19319.237799999999,19509.316080000001,21526.77954,15605.964529999999,12745.032590000001]
["A24003WL0_4424_0000","24003","ANNE ARUNDEL","Lower Western Shore","Western Shore of Chesapeake Bay","Wastewater",548.65142820000005,711.29602050000005,711.29602050000005,711.29602050000005,711.29602050000005,711.29602050000005,2.4323530199999999,285.97662229999997,2.4303568800000002]
["A24003WL0_4425_0000","24003","ANNE ARUNDEL","Lower Western Shore","Western Shore of Chesapeake Bay","Agriculture",25.064829920000001,14.10139762,13.081205300000001,12.70815707,12.08814883,11.422019369999999,11.15528705,9.3052486010000006,6.787944135]
["A24003WL0_4425_0000","24003","ANNE ARUNDEL","Lower Western Shore","Western Shore of Chesapeake Bay","Forest",969.19175719999998,434.69788749999998,408.9134636,407.51986119999998,410.13373949999999,398.54904169999998,448.33295629999998,405.41922899999997,403.08973939999998]
["A24003WL0_4425_0000","24003","ANNE ARUNDEL","Lower Western Shore","Western Shore of Chesapeake Bay","Non-Tidal Atm",1024.1259769999999,507.40859990000001,507.40859990000001,507.40859990000001,507.40859990000001,507.40859990000001,507.40859990000001,507.4085986,507.40859769999997]
["A24003WL0_4425_0000","24003","ANNE ARUNDEL","Lower Western Shore","Western Shore of Chesapeake Bay","Septic",247.2487946,350.46719359999997,355.25930790000001,356.88641360000003,351.44018549999998,351.02731319999998,21.31937027,255.14739739999999,188.40612379999999]
["A24003WL0_4425_0000","24003","ANNE ARUNDEL","Lower Western Shore","Western Shore of Chesapeake Bay","Stormwater",5523.4303849999997,6176.5662080000002,6127.6339029999999,5922.0944099999997,5880.4232700000002,5970.8610570000001,5829.0759280000002,4810.7911629999999,3932.896002]
["A24003WL0_4425_0000","24003","ANNE ARUNDEL","Lower Western Shore","Western Shore of Chesapeake Bay","Wastewater",0,682.76611330000003,682.76611330000003,682.76611330000003,682.76611330000003,682.76611330000003,1.213127971,273.83372500000002,1.21213288]
["A24003WL0_4600_0000","24003","ANNE ARUNDEL","Lower Western Shore","Western Shore of Chesapeake Bay","Agriculture",28532.78227,16140.729499999999,14868.250040000001,14332.087299999999,13609.616120000001,13062.63832,12467.859179999999,10602.36022,7758.4336739999999]
["A24003WL0_4600_0000","24003","ANNE ARUNDEL","Lower Western Shore","Western Shore of Chesapeake Bay","Forest",33625.013429999999,28545.04175,28116.03528,27747.919440000001,27704.681270000001,27626.726930000001,27551.528200000001,27877.65972,27718.742679999999]
["A24003WL0_4600_0000","24003","ANNE ARUNDEL","Lower Western Shore","Western Shore of Chesapeake Bay","Non-Tidal Atm",1862.8599850000001,922.96331789999999,922.96331789999999,922.96331789999999,922.96331789999999,922.96331789999999,922.96331789999999,922.96331510000005,922.96331320000002]
["A24003WL0_4600_0000","24003","ANNE ARUNDEL","Lower Western Shore","Western Shore of Chesapeake Bay","Septic",31310.800780000001,44144.589840000001,45152.488279999998,45550.28125,45805.671880000002,46029.839840000001,45374.351560000003,32491.78918,24051.323120000001]
["A24003WL0_4600_0000","24003","ANNE ARUNDEL","Lower Western Shore","Western Shore of Chesapeake Bay","Stormwater",40871.619630000001,42968.945059999998,43103.558349999999,42016.722959999999,42473.397709999997,42989.867619999997,42965.611700000001,34044.189839999999,28004.610840000001]
["A24003WL0_4600_0000","24003","ANNE ARUNDEL","Lower Western Shore","Western Shore of Chesapeake Bay","Wastewater",14287.03882,4133.1030270000001,3448.3778689999999,3644.2430420000001,3572.320252,3713.3030399999998,886.11617950000004,140821.6004,232403.7488]
["A24003WL0_4601_0000","24003","ANNE ARUNDEL","Lower Western Shore","Western Shore of Chesapeake Bay","Agriculture",361.16150720000002,204.23910290000001,188.7310531,182.15641489999999,172.63689450000001,165.700997,158.15596479999999,136.3634452,101.45170659999999]
["A24003WL0_4601_0000","24003","ANNE ARUNDEL","Lower Western Shore","Western Shore of Chesapeake Bay","Forest",2852.5409249999998,1744.920883,1681.288239,1673.958038,1668.573249,1658.762489,1632.1197589999999,1667.0268169999999,1657.5192030000001]
["A24003WL0_4601_0000","24003","ANNE ARUNDEL","Lower Western Shore","Western Shore of Chesapeake Bay","Non-Tidal Atm",1876.098999,929.52288820000001,929.52288820000001,929.52288820000001,929.52288820000001,929.52288820000001,929.52288820000001,929.52288650000003,929.52288529999998]
["A24003WL0_4601_0000","24003","ANNE ARUNDEL","Lower Western Shore","Western Shore of Chesapeake Bay","Septic",1649.340942,2418.9020999999998,2424.5810550000001,2422.11499,2392.6899410000001,2377.961914,2229.7380370000001,1737.049094,1278.6944530000001]
["A24003WL0_4601_0000","24003","ANNE ARUNDEL","Lower Western Shore","Western Shore of Chesapeake Bay","Stormwater",16202.665349999999,16469.68347,16349.581039999999,15711.882369999999,15750.83144,15845.37405,16108.533240000001,12725.539269999999,10309.511420000001]
["A24003WL0_4601_0000","24003","ANNE ARUNDEL","Lower Western Shore","Western Shore of Chesapeake Bay","Wastewater",0,1573.410034,1573.410034,1573.410034,1573.410034,1573.410034,5.4743199349999996,632.64590910000004,5.46982576]
["A24003WL0_4602_0000","24003","ANNE ARUNDEL","Lower Western Shore","Western Shore of Chesapeake Bay","Agriculture",18171.832740000002,10279.65648,9469.3331249999992,9127.6010220000007,8648.7326190000003,8327.4662929999995,7947.9410120000002,6752.3844120000003,4941.0852709999999]
["A24003WL0_4602_0000","24003","ANNE ARUNDEL","Lower Western Shore","Western Shore of Chesapeake Bay","Forest",11058.133669999999,9796.4560550000006,9703.0928960000001,9588.9566040000009,9597.9938349999993,9594.7442009999995,9063.1912539999994,9621.1597220000003,9566.5376049999995]
["A24003WL0_4602_0000","24003","ANNE ARUNDEL","Lower Western Shore","Western Shore of Chesapeake Bay","Non-Tidal Atm",1999.7010499999999,990.76208499999996,990.76208499999996,990.76208499999996,990.76208499999996,990.76208499999996,990.76208499999996,990.76206549999995,990.76205249999998]
["A24003WL0_4602_0000","24003","ANNE ARUNDEL","Lower Western Shore","Western Shore of Chesapeake Bay","Septic",3698.6340329999998,5002.8540039999998,5183.423828,5264.9189450000003,5301.544922,5326.3872069999998,4477.3520509999998,3741.0075609999999,2779.3967160000002]
["A24003WL0_4602_0000","24003","ANNE ARUNDEL","Lower Western Shore","Western Shore of Chesapeake Bay","Stormwater",12054.507659999999,13141.12271,13194.598019999999,12861.074570000001,12910.995419999999,13140.78854,15734.669190000001,10357.167160000001,8465.5465920000006]
["A24003WL0_4602_0000","24003","ANNE ARUNDEL","Lower Western Shore","Western Shore of Chesapeake Bay","Wastewater",164.59539789999999,24619.08884,19481.877899999999,19240.38767,23699.33884,29313.688450000001,21290.098610000001,13787.875110000001,9991.8732479999999]
["A24003WL0_4603_0000","24003","ANNE ARUNDEL","Lower Western Shore","Western Shore of Chesapeake Bay","Agriculture",9132.3065210000004,5165.9289550000003,4758.8701030000002,4587.2082410000003,4346.6176839999998,4184.9812449999999,3994.1106960000002,3393.479734,2483.2194869999998]
["A24003WL0_4603_0000","24003","ANNE ARUNDEL","Lower Western Shore","Western Shore of Chesapeake Bay","Forest",13630.76196,9100.7910769999999,8765.8353279999992,8645.5158389999997,8555.6005860000005,8487.8155210000004,8067.3111879999997,8690.4415250000002,8640.1789900000003]
["A24003WL0_4603_0000","24003","ANNE ARUNDEL","Lower Western Shore","Western Shore of Chesapeake Bay","Non-Tidal Atm",2335.195068,1156.984009,1156.984009,1156.984009,1156.984009,1156.984009,1156.984009,1156.9839870000001,1156.983972]
["A24003WL0_4603_0000","24003","ANNE ARUNDEL","Lower Western Shore","Western Shore of Chesapeake Bay","Septic",23823.679690000001,32038.33008,32892.089840000001,33201.269529999998,33213.398439999997,33220.320310000003,30308.119139999999,23687.247149999999,17550.68535]
["A24003WL0_4603_0000","24003","ANNE ARUNDEL","Lower Western Shore","Western Shore of Chesapeake Bay","Stormwater",43617.268550000001,49089.024290000001,49008.154549999999,47551.79868,47808.475409999999,48360.834049999998,50430.441160000002,38531.418919999996,31546.928510000002]
["A24003WL0_4603_0000","24003","ANNE ARUNDEL","Lower Western Shore","Western Shore of Chesapeake Bay","Wastewater",19043.970700000002,2390.413086,2390.413086,2390.413086,2390.413086,2390.413086,6.570454121,959.81209679999995,6.0781039310000002]
["A24003WL0_4770_0000","24003","ANNE ARUNDEL","Lower Western Shore","Western Shore of Chesapeake Bay","Agriculture",25069.84519,14181.776809999999,13108.59152,12636.861290000001,11971.01202,11518.57339,10984.907370000001,9469.5982060000006,7043.602664]
["A24003WL0_4770_0000","24003","ANNE ARUNDEL","Lower Western Shore","Western Shore of Chesapeake Bay","Forest",8489.1155390000004,7994.9362179999998,7978.8238529999999,7916.8347480000002,7949.9201350000003,7977.3269049999999,7761.7920830000003,7912.1981839999999,7867.7810710000003]
["A24003WL0_4770_0000","24003","ANNE ARUNDEL","Lower Western Shore","Western Shore of Chesapeake Bay","Non-Tidal Atm",1553.86499,769.87042240000005,769.87042240000005,769.87042240000005,769.87042240000005,769.87042240000005,769.87042240000005,769.87042159999999,769.87042110000004]
["A24003WL0_4770_0000","24003","ANNE ARUNDEL","Lower Western Shore","Western Shore of Chesapeake Bay","Septic",4291.6162109999996,4924.4072269999997,4913.0620120000003,4887.7631840000004,4864.6469729999999,4823.6831050000001,4862.0888670000004,3516.2544979999998,2585.0494880000001]
["A24003WL0_4770_0000","24003","ANNE ARUNDEL","Lower Western Shore","Western Shore of Chesapeake Bay","Stormwater",14516.960569999999,14394.90164,14337.31517,13889.274299999999,13949.609759999999,13997.942660000001,15321.68915,11216.38593,9135.7664330000007]
["A24003WL0_4770_0000","24003","ANNE ARUNDEL","Lower Western Shore","Western Shore of Chesapeake Bay","Wastewater",164.59539789999999,260.09939580000002,927.48748780000005,1883.9079589999999,1883.9079589999999,1883.9079589999999,5.4804167750000001,1069.4132830000001,1164.0304799999999]
["A24003WL0_4771_0000","24003","ANNE ARUNDEL","Lower Western Shore","Western Shore of Chesapeake Bay","Agriculture",23783.693640000001,13454.16373,12393.67136,11946.52997,11336.27713,10899.395630000001,10402.11033,8837.6779549999992,6467.0156870000001]
["A24003WL0_4771_0000","24003","ANNE ARUNDEL","Lower Western Shore","Western Shore of Chesapeake Bay","Forest",10258.528200000001,9515.1187740000005,9475.9974980000006,9379.1334229999993,9413.1636660000004,9432.9557499999992,9586.9803470000006,9396.3913859999993,9343.3206449999998]
["A24003WL0_4771_0000","24003","ANNE ARUNDEL","Lower Western Shore","Western Shore of Chesapeake Bay","Non-Tidal Atm",397.28439329999998,196.83659359999999,196.83659359999999,196.83659359999999,196.83659359999999,196.83659359999999,196.83659359999999,196.83659130000001,196.83658980000001]
["A24003WL0_4771_0000","24003","ANNE ARUNDEL","Lower Western Shore","Western Shore of Chesapeake Bay","Septic",5626.8149409999996,7048.6059569999998,7148.2709960000002,7173.7890630000002,7166.3559569999998,7165.6601559999999,6898.6708980000003,5134.4058690000002,3791.8291170000002]
["A24003WL0_4771_0000","24003","ANNE ARUNDEL","Lower Western Shore","Western Shore of Chesapeake Bay","Stormwater",11572.95047,12015.62967,12011.08678,11709.49107,11757.69234,11874.09866,11471.73654,9427.7468919999992,7705.5203009999996]
["A24003WL0_4771_0000","24003","ANNE ARUNDEL","Lower Western Shore","Western Shore of Chesapeake Bay","Wastewater",0,815.53979489999995,815.53979489999995,815.53979489999995,815.53979489999995,815.53979489999995,5.4743199349999996,329.49781339999998,5.46982576]
["A24003WL0_4772_0000","24003","ANNE ARUNDEL","Lower Western Shore","Western Shore of Chesapeake Bay","Agriculture",4277.7578279999998,2419.971986,2236.8869490000002,2156.114904,2042.5701759999999,1965.4612070000001,1875.9844660000001,1615.8604889999999,1201.842848]
["A24003WL0_4772_0000","24003","ANNE ARUNDEL","Lower Western Shore","Western Shore of Chesapeake Bay","Forest",9331.7373050000006,7684.72876,7583.4893190000003,7488.3685910000004,7488.688537,7475.9462890000004,7261.0240780000004,7519.1170069999998,7476.2021329999998]
["A24003WL0_4772_0000","24003","ANNE ARUNDEL","Lower Western Shore","Western Shore of Chesapeake Bay","Non-Tidal Atm",2723.6660160000001,1349.4539789999999,1349.4539789999999,1349.4539789999999,1349.4539789999999,1349.4539789999999,1349.4539789999999,1349.454007,1349.4540260000001]
["A24003WL0_4772_0000","24003","ANNE ARUNDEL","Lower Western Shore","Western Shore of Chesapeake Bay","Septic",7437.3808589999999,7955.3178710000002,7967.7280270000001,7950.8051759999998,7827.0600590000004,7764.046875,8321.5410159999992,5708.3408159999999,4202.0826749999997]
["A24003WL0_4772_0000","24003","ANNE ARUNDEL","Lower Western Shore","Western Shore of Chesapeake Bay","Stormwater",17766.44067,17455.402620000001,17274.629529999998,16744.1515,16745.073260000001,16898.272980000002,18122.397580000001,13538.677449999999,11048.042740000001]
["A24003WL0_4772_0000","24003","ANNE ARUNDEL","Lower Western Shore","Western Shore of Chesapeake Bay","Wastewater",31489.650389999999,16686.259770000001,16696.400389999999,19564.359380000002,24677.16992,18017.529299999998,22194.390630000002,22804.803660000001,26877.072499999998]
["A24003WM0_3742_0000","24003","ANNE ARUNDEL","Patapsco/Back","Western Shore of Chesapeake Bay","Agriculture",0,0,0,0,null,null,null,0,0]
["A24003WM0_3742_0000","24003","ANNE ARUNDEL","Patapsco/Back","Western Shore of Chesapeake Bay","Forest",0,0,0,0,null,null,null,0,0]
["A24003WM0_3742_0000","24003","ANNE ARUNDEL","Patapsco/Back","Western Shore of Chesapeake Bay","Non-Tidal Atm",0,0,0,0,null,null,null,0,0]
["A24003WM0_3742_0000","24003","ANNE ARUNDEL","Patapsco/Back","Western Shore of Chesapeake Bay","Septic",0,0,0,0,null,null,null,0,0]
["A24003WM0_3742_0000","24003","ANNE ARUNDEL","Patapsco/Back","Western Shore of Chesapeake Bay","Stormwater",0,0,0,0,null,null,null,0,0]
["A24003WM0_3742_0000","24003","ANNE ARUNDEL","Patapsco/Back","Western Shore of Chesapeake Bay","Wastewater",45849.738279999998,33734.558590000001,20323.240229999999,22419.320309999999,null,null,null,8129.2960919999996]
["A24003WM0_3961_0000","24003","ANNE ARUNDEL","Patapsco/Back","Western Shore of Chesapeake Bay","Agriculture",2169.3543319999999,1227.1778449999999,1128.536192,1082.827051,1026.626152,987.74990960000002,941.83127039999999,805.57605809999995,590.26930219999997]
["A24003WM0_3961_0000","24003","ANNE ARUNDEL","Patapsco/Back","Western Shore of Chesapeake Bay","Forest",11735.589239999999,7126.3551020000004,6912.5927430000002,7046.6724240000003,7047.3421319999998,7043.8149720000001,7504.6107179999999,6857.1356900000001,6820.1643219999996]
["A24003WM0_3961_0000","24003","ANNE ARUNDEL","Patapsco/Back","Western Shore of Chesapeake Bay","Non-Tidal Atm",701.89227289999997,347.75610349999999,347.75610349999999,347.75610349999999,347.75610349999999,347.75610349999999,347.75610349999999,347.75610310000002,347.75610289999997]
["A24003WM0_3961_0000","24003","ANNE ARUNDEL","Patapsco/Back","Western Shore of Chesapeake Bay","Septic",11595.37988,11087.969730000001,10990.37012,10919.33008,10848.37988,10763.110350000001,16241.26953,7854.933454,5764.6423430000004]
["A24003WM0_3961_0000","24003","ANNE ARUNDEL","Patapsco/Back","Western Shore of Chesapeake Bay","Stormwater",155899.04389999999,141120.8511,134041.5711,129036.2135,129222.069,133999.9633,130838.77190000001,105348.2218,86219.322239999994]
["A24003WM0_3961_0000","24003","ANNE ARUNDEL","Patapsco/Back","Western Shore of Chesapeake Bay","Wastewater",570733,578783.09380000003,687445.59380000003,927832.1875,657500.3125,562251.5,616852.00009999995,343464.37410000002,114143.561]
["A24003WM0_3962_0000","24003","ANNE ARUNDEL","Patapsco/Back","Western Shore of Chesapeake Bay","Agriculture",831.04742380000005,470.02298530000002,439.62401130000001,421.92125010000001,398.0326556,383.1767949,365.72126489999999,334.42757219999999,264.29661270000003]
["A24003WM0_3962_0000","24003","ANNE ARUNDEL","Patapsco/Back","Western Shore of Chesapeake Bay","Forest",8126.8616940000002,4663.8368529999998,4468.5088800000003,4459.8481899999997,4415.830688,4384.7257390000004,4642.1710359999997,4430.9439769999999,4405.9007069999998]
["A24003WM0_3962_0000","24003","ANNE ARUNDEL","Patapsco/Back","Western Shore of Chesapeake Bay","Non-Tidal Atm",2251.3310550000001,1115.4329829999999,1115.4329829999999,1115.4329829999999,1115.4329829999999,1115.4329829999999,1115.4329829999999,1115.4329969999999,1115.4330070000001]
["A24003WM0_3962_0000","24003","ANNE ARUNDEL","Patapsco/Back","Western Shore of Chesapeake Bay","Septic",13230.440430000001,16168.570309999999,16124.440430000001,16055.190430000001,15970.95996,15871.75,16543.099610000001,11540.94138,8485.2753520000006]
["A24003WM0_3962_0000","24003","ANNE ARUNDEL","Patapsco/Back","Western Shore of Chesapeake Bay","Stormwater",51161.836389999997,50960.856820000001,50389.155590000002,48658.547140000002,48712.843650000003,49070.969539999998,48100.413370000002,39629.177620000002,32455.858970000001]
["A24003WM0_3962_0000","24003","ANNE ARUNDEL","Patapsco/Back","Western Shore of Chesapeake Bay","Wastewater",597938.26950000005,290204.50790000003,292367.62890000001,294907.4571,271071.6446,305815.9571,394370.89069999999,358068.91979999997,401869.78039999999]
["A24003WM0_3963_0000","24003","ANNE ARUNDEL","Patapsco/Back","Western Shore of Chesapeake Bay","Agriculture",1466.2276420000001,829.42480320000004,775.65577680000001,744.4980395,702.83479169999998,676.27813749999996,645.10887960000002,590.07835230000001,466.36006930000002]
["A24003WM0_3963_0000","24003","ANNE ARUNDEL","Patapsco/Back","Western Shore of Chesapeake Bay","Forest",7297.6085819999998,5433.7034599999997,5297.0168759999997,5216.3092809999998,5184.4618229999996,5152.5099179999997,4856.5973809999996,5251.4527269999999,5221.0766279999998]
["A24003WM0_3963_0000","24003","ANNE ARUNDEL","Patapsco/Back","Western Shore of Chesapeake Bay","Non-Tidal Atm",3147.4489749999998,1559.420044,1559.420044,1559.420044,1559.420044,1559.420044,1559.420044,1559.420036,1559.4200310000001]
["A24003WM0_3963_0000","24003","ANNE ARUNDEL","Patapsco/Back","Western Shore of Chesapeake Bay","Septic",36346.011720000002,42968.328130000002,43641.691409999999,43863.261720000002,43679.019529999998,43472.410159999999,44635.519529999998,31355.994070000001,23165.529180000001]
["A24003WM0_3963_0000","24003","ANNE ARUNDEL","Patapsco/Back","Western Shore of Chesapeake Bay","Stormwater",20245.371309999999,20890.734380000002,20770.364280000002,20178.808710000001,20307.927459999999,20498.150239999999,21837.182280000001,16318.37305,13350.3789]
["A24003WM0_3963_0000","24003","ANNE ARUNDEL","Patapsco/Back","Western Shore of Chesapeake Bay","Wastewater",0,1.8288379910000001,1623.399048,1623.399048,1623.399048,1623.399048,3.0419659609999998,651.18330049999997,3.0394688799999998]
["A24003WM0_3964_0000","24003","ANNE ARUNDEL","Patapsco/Back","Western Shore of Chesapeake Bay","Agriculture",0,0,0,0,null,null,null,0,0]
["A24003WM0_3964_0000","24003","ANNE ARUNDEL","Patapsco/Back","Western Shore of Chesapeake Bay","Forest",0,0,0,0,null,null,null,0,0]
["A24003WM0_3964_0000","24003","ANNE ARUNDEL","Patapsco/Back","Western Shore of Chesapeake Bay","Non-Tidal Atm",0,0,0,0,null,null,null,0,0]
["A24003WM0_3964_0000","24003","ANNE ARUNDEL","Patapsco/Back","Western Shore of Chesapeake Bay","Septic",0,0,0,0,null,null,null,0,0]
["A24003WM0_3964_0000","24003","ANNE ARUNDEL","Patapsco/Back","Western Shore of Chesapeake Bay","Stormwater",0,0,0,0,null,null,null,0,0]
["A24003WM0_3964_0000","24003","ANNE ARUNDEL","Patapsco/Back","Western Shore of Chesapeake Bay","Wastewater",0,4899.2431640000004,8702.2011719999991,8848.625,null,null,null,3480.8804690000002]
["A24003WM0_3966_0000","24003","ANNE ARUNDEL","Patapsco/Back","Western Shore of Chesapeake Bay","Agriculture",80.348034089999999,45.42296752,42.43591808,40.936400339999999,38.55323293,37.147908149999999,35.292390220000001,32.36120159,25.644723939999999]
["A24003WM0_3966_0000","24003","ANNE ARUNDEL","Patapsco/Back","Western Shore of Chesapeake Bay","Forest",214.98205179999999,193.02364159999999,191.96856690000001,190.2044592,190.43070320000001,190.46592999999999,172.78913259999999,190.357269,189.28307050000001]
["A24003WM0_3966_0000","24003","ANNE ARUNDEL","Patapsco/Back","Western Shore of Chesapeake Bay","Non-Tidal Atm",207.4851074,102.7994995,102.7994995,102.7994995,102.7994995,102.7994995,102.7994995,102.79949910000001,102.79949879999999]
["A24003WM0_3966_0000","24003","ANNE ARUNDEL","Patapsco/Back","Western Shore of Chesapeake Bay","Septic",1342.0479740000001,1506.860962,1474.776001,1451.894043,1436.0539550000001,1411.475952,1597.170044,1049.8145850000001,766.50697500000001]
["A24003WM0_3966_0000","24003","ANNE ARUNDEL","Patapsco/Back","Western Shore of Chesapeake Bay","Stormwater",526.35625460000006,434.77089690000003,427.17668159999999,409.33117010000001,409.60629060000002,412.29341119999998,499.99449529999998,331.01699330000002,266.91053449999998]
["A24003WM0_3966_0000","24003","ANNE ARUNDEL","Patapsco/Back","Western Shore of Chesapeake Bay","Wastewater",0,0,0,0,0,0,0,0]
["A24003WM1_3910_0001","24003","ANNE ARUNDEL","Patapsco/Back","Western Shore of Chesapeake Bay","Agriculture",0,0,0,null,null,null,null,0,0]
["A24003WM1_3910_0001","24003","ANNE ARUNDEL","Patapsco/Back","Western Shore of Chesapeake Bay","Forest",0,0,0,null,null,null,null,0,0]
["A24003WM1_3910_0001","24003","ANNE ARUNDEL","Patapsco/Back","Western Shore of Chesapeake Bay","Non-Tidal Atm",0,0,0,null,null,null,null,0,0]
["A24003WM1_3910_0001","24003","ANNE ARUNDEL","Patapsco/Back","Western Shore of Chesapeake Bay","Septic",0,0,0,null,null,null,null,0,0]
["A24003WM1_3910_0001","24003","ANNE ARUNDEL","Patapsco/Back","Western Shore of Chesapeake Bay","Stormwater",0,0,0,null,null,null,null,0,0]
["A24003WM1_3910_0001","24003","ANNE ARUNDEL","Patapsco/Back","Western Shore of Chesapeake Bay","Wastewater",76328.453129999994,76328.453129999994,76328.453129999994,null,null,null,null,30531.381249999999,0]
["A24003WM3_4060_0001","24003","ANNE ARUNDEL","Patapsco/Back","Western Shore of Chesapeake Bay","Agriculture",1308.010383,739.90843289999998,680.42904650000003,652.86499430000003,618.87725339999997,595.51875129999996,567.96429820000003,527.96919009999999,426.3292859]
["A24003WM3_4060_0001","24003","ANNE ARUNDEL","Patapsco/Back","Western Shore of Chesapeake Bay","Forest",8544.397766,6717.2144470000003,6565.8502500000004,6542.7504269999999,6496.6071160000001,6499.2852480000001,6046.2402949999996,6532.6433790000001,6510.5054659999996]
["A24003WM3_4060_0001","24003","ANNE ARUNDEL","Patapsco/Back","Western Shore of Chesapeake Bay","Non-Tidal Atm",1679.4820560000001,832.10748290000004,832.10748290000004,832.10748290000004,832.10748290000004,832.10748290000004,832.10748290000004,832.10751379999999,832.10753439999996]
["A24003WM3_4060_0001","24003","ANNE ARUNDEL","Patapsco/Back","Western Shore of Chesapeake Bay","Septic",8383.6953130000002,8122.9101559999999,8055.7768550000001,8005.8442379999997,7958.6660160000001,7898.6821289999998,8953.5976559999999,6160.9653159999998,4897.7576239999999]
["A24003WM3_4060_0001","24003","ANNE ARUNDEL","Patapsco/Back","Western Shore of Chesapeake Bay","Stormwater",49336.423470000002,57215.82559,42730.413269999997,41147.396379999998,41919.179510000002,54556.811249999999,56074.811280000002,35647.623670000001,30925.763940000001]
["A24003WM3_4060_0001","24003","ANNE ARUNDEL","Patapsco/Back","Western Shore of Chesapeake Bay","Wastewater",4770.0733030000001,21235.899420000002,26794.776119999999,26768.700440000001,27187.650389999999,28225.328369999999,166839.4192,18491.919389999999,12956.68158]
["A24003XL3_4710_0000","24003","ANNE ARUNDEL","Patuxent","Patuxent River Basin","Agriculture",55905.129359999999,31612.801049999998,29087.651150000002,28035.805049999999,26561.548030000002,25577.220720000001,24400.805779999999,22967.464189999999,18887.339550000001]
["A24003XL3_4710_0000","24003","ANNE ARUNDEL","Patuxent","Patuxent River Basin","Forest",12274.213739999999,12589.13269,12655.436890000001,12592.811470000001,12678.104670000001,12752.64697,12430.29394,12602.171759999999,12566.661679999999]
["A24003XL3_4710_0000","24003","ANNE ARUNDEL","Patuxent","Patuxent River Basin","Non-Tidal Atm",233.96409610000001,115.9187012,115.9187012,115.9187012,115.9187012,115.9187012,115.9187012,115.9187029,115.9187041]
["A24003XL3_4710_0000","24003","ANNE ARUNDEL","Patuxent","Patuxent River Basin","Septic",0,14184.309569999999,14365.389649999999,14424.740229999999,14425.009770000001,14396.570309999999,17731.410159999999,11192.733410000001,9077.6292470000008]
["A24003XL3_4710_0000","24003","ANNE ARUNDEL","Patuxent","Patuxent River Basin","Stormwater",17215.89084,17379.143980000001,17339.341189999999,16754.607599999999,16833.052370000001,17062.028839999999,18574.240819999999,14542.3747,12677.730380000001]
["A24003XL3_4710_0000","24003","ANNE ARUNDEL","Patuxent","Patuxent River Basin","Wastewater",343.20089719999999,171.01390079999999,171.5731049,138.46519470000001,109.5218964,895.45788570000002,774.68347170000004,275.9983269,345.61514149999999]
["A24003XL3_4711_0000","24003","ANNE ARUNDEL","Patuxent","Patuxent River Basin","Agriculture",40536.492579999998,22922.229139999999,21091.29794,20328.546979999999,19286.927360000001,18545.939310000002,17692.927350000002,16653.578170000001,13695.098330000001]
["A24003XL3_4711_0000","24003","ANNE ARUNDEL","Patuxent","Patuxent River Basin","Forest",10908.93073,10959.356879999999,10983.66553,10907.56394,10971.144319999999,11023.076510000001,10908.90704,10937.01773,10905.9192]
["A24003XL3_4711_0000","24003","ANNE ARUNDEL","Patuxent","Patuxent River Basin","Non-Tidal Atm",913.78387450000002,452.73880000000003,452.73880000000003,452.73880000000003,452.73880000000003,452.73880000000003,452.73880000000003,452.73879829999998,452.7387971]
["A24003XL3_4711_0000","24003","ANNE ARUNDEL","Patuxent","Patuxent River Basin","Septic",0,7040.9741210000002,7292.1630859999996,7404.3818359999996,7439.9760740000002,7461.0639650000003,10122.650390000001,5712.6023670000004,4659.5618869999998]
["A24003XL3_4711_0000","24003","ANNE ARUNDEL","Patuxent","Patuxent River Basin","Stormwater",9331.2321009999996,9747.5252519999995,9776.9852520000004,9501.9728539999996,9594.5213779999995,9691.1074750000007,10342.2724,8256.4055310000003,7242.6857170000003]
["A24003XL3_4711_0000","24003","ANNE ARUNDEL","Patuxent","Patuxent River Basin","Wastewater",8312.7690430000002,6633.7578119999998,6434.3658450000003,6773.7468259999996,7119.2487789999996,7058.4877930000002,5560.6389159999999,6873.7053779999997,7166.5984010000002]
["A24003XL3_4712_0000","24003","ANNE ARUNDEL","Patuxent","Patuxent River Basin","Agriculture",11932.269490000001,6747.3810480000002,6208.5103870000003,5983.9433200000003,5677.1534519999996,5459.140778,5208.0354710000001,4902.2082549999996,4031.3401669999998]
["A24003XL3_4712_0000","24003","ANNE ARUNDEL","Patuxent","Patuxent River Basin","Forest",6319.5488290000003,5733.7429199999997,5699.4710690000002,5638.3175209999999,5653.4550470000004,5661.3341060000002,5708.9441530000004,5674.5188029999999,5657.8839589999998]
["A24003XL3_4712_0000","24003","ANNE ARUNDEL","Patuxent","Patuxent River Basin","Non-Tidal Atm",2220.4260250000002,1100.1209719999999,1100.1209719999999,1100.1209719999999,1100.1209719999999,1100.1209719999999,1100.1209719999999,1100.120981,1100.120987]
["A24003XL3_4712_0000","24003","ANNE ARUNDEL","Patuxent","Patuxent River Basin","Septic",0,5104.6601559999999,5097.6210940000001,5078.171875,5083.0190430000002,5076.5058589999999,16037.570309999999,3956.519256,3195.7846979999999]
["A24003XL3_4712_0000","24003","ANNE ARUNDEL","Patuxent","Patuxent River Basin","Stormwater",7332.2297820000003,7511.359727,7498.4219210000001,7293.0611040000003,7331.3758699999998,7403.3845289999999,6938.2235570000003,6335.4643489999999,5560.1593009999997]
["A24003XL3_4712_0000","24003","ANNE ARUNDEL","Patuxent","Patuxent River Basin","Wastewater",7235.3139650000003,11647.950199999999,7227.4428710000002,9991.2236329999996,7508.1401370000003,9118.6621090000008,9481.5556639999995,7664.1219719999999,7955.2413729999998]
["A24003XL3_4713_0000","24003","ANNE ARUNDEL","Patuxent","Patuxent River Basin","Agriculture",56928.184639999999,32191.20462,29619.937440000002,28548.653689999999,27087.36635,26045.289069999999,24847.189149999998,23387.694759999998,19232.866320000001]
["A24003XL3_4713_0000","24003","ANNE ARUNDEL","Patuxent","Patuxent River Basin","Forest",13235.135990000001,13679.20118,13747.10376,13667.55523,13764.79718,13842.11829,13823.653200000001,13689.16373,13650.537050000001]
["A24003XL3_4713_0000","24003","ANNE ARUNDEL","Patuxent","Patuxent River Basin","Non-Tidal Atm",1911.43103,947.02819820000002,947.02819820000002,947.02819820000002,947.02819820000002,947.02819820000002,947.02819820000002,947.02819780000004,947.0281976]
["A24003XL3_4713_0000","24003","ANNE ARUNDEL","Patuxent","Patuxent River Basin","Septic",0,8891.9326170000004,9092.3173829999996,9172.9101559999999,9191.0439449999994,9201.4316409999992,13293.009770000001,7100.4573559999999,5772.550671]
["A24003XL3_4713_0000","24003","ANNE ARUNDEL","Patuxent","Patuxent River Basin","Stormwater",11332.651690000001,11762.085300000001,11774.8907,11394.931210000001,11491.342049999999,11614.15292,11870.72035,9877.8137409999999,8613.0957679999992]
["A24003XL3_4713_0000","24003","ANNE ARUNDEL","Patuxent","Patuxent River Basin","Wastewater",810.00762940000004,2351.4760740000002,3033.8320309999999,2495.1750489999999,2019.7060550000001,3127.1210940000001,2915.8139649999998,3829.7862970000001,4360.422474]
["A24003XL3_4950_0000","24003","ANNE ARUNDEL","Patuxent","Patuxent River Basin","Agriculture",11962.36255,6764.3162860000002,6223.9568859999999,5999.0300690000004,5684.0538660000002,5472.9154630000003,5221.2327599999999,4914.469188,4041.4773890000001]
["A24003XL3_4950_0000","24003","ANNE ARUNDEL","Patuxent","Patuxent River Basin","Forest",3702.1130979999998,3624.298096,3631.3370049999999,3606.3771670000001,3624.598587,3641.9738160000002,3652.7761540000001,3615.8566649999998,3605.5364380000001]
["A24003XL3_4950_0000","24003","ANNE ARUNDEL","Patuxent","Patuxent River Basin","Non-Tidal Atm",17.665910719999999,8.7526617049999995,8.7526617049999995,8.7526617049999995,8.7526617049999995,8.7526617049999995,8.7526617049999995,8.7526617299999998,8.7526617469999994]
["A24003XL3_4950_0000","24003","ANNE ARUNDEL","Patuxent","Patuxent River Basin","Septic",0,4064.7260740000002,4065.3820799999999,4056.8039549999999,4052.4309079999998,4038.3789059999999,5172.4448240000002,3157.9620300000001,2553.0153300000002]
["A24003XL3_4950_0000","24003","ANNE ARUNDEL","Patuxent","Patuxent River Basin","Stormwater",4814.6856010000001,4699.1200220000001,4666.5718610000004,4508.1484639999999,4522.8563389999999,4569.2112880000004,4621.9747079999997,3915.343519,3414.5246240000001]
["A24003XL3_4950_0000","24003","ANNE ARUNDEL","Patuxent","Patuxent River Basin","Wastewater",0,2560.373047,2560.373047,2560.373047,2560.373047,2560.373047,1.213127971,1024.876499,1.21213288]
["A24003XU2_4270_4650","24003","ANNE ARUNDEL","Patuxent","Patuxent River Basin","Agriculture",11138.203949999999,6298.4179389999999,5794.8700600000002,5585.389338,5292.6315940000004,5096.7452050000002,4862.5143719999996,5281.4637089999997,4939.1928090000001]
["A24003XU2_4270_4650","24003","ANNE ARUNDEL","Patuxent","Patuxent River Basin","Forest",28692.45753,18153.91358,17188.814269999999,16864.649410000002,16627.828730000001,16412.545109999999,16243.76684,17217.54708,17236.702280000001]
["A24003XU2_4270_4650","24003","ANNE ARUNDEL","Patuxent","Patuxent River Basin","Non-Tidal Atm",1094.133057,542.09368900000004,542.09368900000004,542.09368900000004,542.09368900000004,542.09368900000004,542.09368900000004,542.09367069999996,542.09365849999995]
["A24003XU2_4270_4650","24003","ANNE ARUNDEL","Patuxent","Patuxent River Basin","Septic",5169.044922,6795.4658200000003,7119.8481449999999,7268.5791019999997,7323.9570309999999,7369.2270509999998,6208.1362300000001,6311.0597699999998,5771.8675199999998]
["A24003XU2_4270_4650","24003","ANNE ARUNDEL","Patuxent","Patuxent River Basin","Stormwater",87475.367790000004,104315.29399999999,104977.78630000001,102031.7798,102628.91770000001,104017.39780000001,105506.5659,98608.717990000005,94362.672420000003]
["A24003XU2_4270_4650","24003","ANNE ARUNDEL","Patuxent","Patuxent River Basin","Wastewater",207641.00260000001,50830.223149999998,47899.728519999997,53799.07617,49342.255859999997,58826.166010000001,111948.1603,82055.421990000003,104825.88430000001]
["A24003XU2_4480_4650","24003","ANNE ARUNDEL","Patuxent","Patuxent River Basin","Agriculture",640.5364591,362.1871964,334.32819189999998,322.35258970000001,305.4815754,293.71689939999999,280.41665669999998,305.68631540000001,286.5917311]
["A24003XU2_4480_4650","24003","ANNE ARUNDEL","Patuxent","Patuxent River Basin","Forest",2780.3202670000001,2415.1465149999999,2371.7728120000002,2339.3971780000002,2337.6819770000002,2325.6154860000001,2400.411255,2376.6270829999999,2379.8632640000001]
["A24003XU2_4480_4650","24003","ANNE ARUNDEL","Patuxent","Patuxent River Basin","Non-Tidal Atm",13.288780210000001,6.5839920039999997,6.5839920039999997,6.5839920039999997,6.5839920039999997,6.5839920039999997,6.5839920039999997,6.5839917200000002,6.5839915299999996]
["A24003XU2_4480_4650","24003","ANNE ARUNDEL","Patuxent","Patuxent River Basin","Septic",67.111030580000005,188.81350710000001,198.1280975,202.36540220000001,205.3287048,208.00259399999999,364.17800899999997,175.6686492,160.69568369999999]
["A24003XU2_4480_4650","24003","ANNE ARUNDEL","Patuxent","Patuxent River Basin","Stormwater",6624.5755470000004,5626.7209860000003,5603.6315930000001,5450.5228429999997,5453.059647,5525.8166570000003,5238.2249149999998,5259.7155460000004,5030.4381819999999]
["A24003XU2_4480_4650","24003","ANNE ARUNDEL","Patuxent","Patuxent River Basin","Wastewater",0,8135.0086279999996,4507.3250340000004,6051.1199559999995,5409.1458350000003,5800.7698579999997,6783.9666360000001,8681.0280149999999,11463.49667]
["A24003XU3_4650_0001","24003","ANNE ARUNDEL","Patuxent","Patuxent River Basin","Agriculture",7091.2369150000004,4009.9876469999999,3736.0734689999999,3602.0272220000002,3403.7629189999998,3276.2325719999999,3126.3315750000002,3316.8420139999998,3037.3543770000001]
["A24003XU3_4650_0001","24003","ANNE ARUNDEL","Patuxent","Patuxent River Basin","Forest",4103.8249820000001,3797.8092040000001,3775.5288089999999,3737.5567019999999,3747.0492100000001,3751.1851959999999,3724.945725,3775.9130679999998,3776.1692410000001]
["A24003XU3_4650_0001","24003","ANNE ARUNDEL","Patuxent","Patuxent River Basin","Non-Tidal Atm",16.94654083,8.3962459559999996,8.3962459559999996,8.3962459559999996,8.3962459559999996,8.3962459559999996,8.3962459559999996,8.396246198,8.3962463589999992]
["A24003XU3_4650_0001","24003","ANNE ARUNDEL","Patuxent","Patuxent River Basin","Septic",2130.8659670000002,3025.076904,3069.5620119999999,3083.0820309999999,3095.6059570000002,3108.1469729999999,2753.6599120000001,2598.8838780000001,2285.0984560000002]
["A24003XU3_4650_0001","24003","ANNE ARUNDEL","Patuxent","Patuxent River Basin","Stormwater",5312.5221659999997,4949.596039,4921.998047,4775.0577540000004,4791.2037929999997,4845.0912440000002,4993.4812160000001,4466.3132539999997,4162.5233920000001]
["A24003XU3_4650_0001","24003","ANNE ARUNDEL","Patuxent","Patuxent River Basin","Wastewater",0,0,0,0,0,0,0,0]
["A24005SL2_2910_3060","24005","BALTIMORE","Upper Western Shore","Susquehanna River Basin","Agriculture",49192.748059999998,32600.28932,30765.822090000001,29888.42426,28809.80976,28258.36088,28034.683079999999,23973.7618,19445.721610000001]
["A24005SL2_2910_3060","24005","BALTIMORE","Upper Western Shore","Susquehanna River Basin","Forest",6003.6632079999999,5540.1153260000001,5634.1472480000002,5626.7138670000004,5691.7640380000003,5772.6360780000005,5722.8348690000003,5612.5105830000002,5598.0861400000003]
["A24005SL2_2910_3060","24005","BALTIMORE","Upper Western Shore","Susquehanna River Basin","Non-Tidal Atm",57.964179989999998,31.451400759999999,31.451400759999999,31.451400759999999,31.451400759999999,31.451400759999999,31.451400759999999,31.45140151,31.451402009999999]
["A24005SL2_2910_3060","24005","BALTIMORE","Upper Western Shore","Susquehanna River Basin","Septic",0,1948.769043,1974.713013,1985.994995,1988.4770510000001,2005.3289789999999,2513.4589839999999,1522.083658,1220.3307540000001]
["A24005SL2_2910_3060","24005","BALTIMORE","Upper Western Shore","Susquehanna River Basin","Stormwater",5002.3589169999996,5423.7050630000003,5420.3981469999999,5329.2386779999997,5297.9395910000003,5232.2229040000002,5039.8589700000002,4448.6893920000002,3800.8835560000002]
["A24005SL2_2910_3060","24005","BALTIMORE","Upper Western Shore","Susquehanna River Basin","Wastewater",0,0,0,0,0,0,0,0]
["A24005WM0_3650_0001","24005","BALTIMORE","Patapsco/Back","Western Shore of Chesapeake Bay","Agriculture",8843.2674179999995,5858.5676279999998,5522.953759,5361.8100649999997,5171.8758559999997,5065.2251379999998,5024.5775999999996,4623.3416310000002,4023.6002119999998]
["A24005WM0_3650_0001","24005","BALTIMORE","Patapsco/Back","Western Shore of Chesapeake Bay","Forest",7975.2693490000001,5417.8791199999996,5325.8546139999999,5262.9040230000001,5259.0010069999998,5251.157502,5296.5077520000004,5323.6891459999997,5322.2455010000003]
["A24005WM0_3650_0001","24005","BALTIMORE","Patapsco/Back","Western Shore of Chesapeake Bay","Non-Tidal Atm",224.469696,121.7974014,121.7974014,121.7974014,121.7974014,121.7974014,121.7974014,121.79739979999999,121.7973987]
["A24005WM0_3650_0001","24005","BALTIMORE","Patapsco/Back","Western Shore of Chesapeake Bay","Septic",5293.2797849999997,6051.3061520000001,6111.9819340000004,6143.9580079999996,6156.5439450000003,6207.3168949999999,5792.2402339999999,5003.6015790000001,4264.6813430000002]
["A24005WM0_3650_0001","24005","BALTIMORE","Patapsco/Back","Western Shore of Chesapeake Bay","Stormwater",36239.257960000003,32820.770060000003,32383.637449999998,31535.300190000002,31071.69701,31244.456480000001,29836.382989999998,28002.232800000002,25081.29637]
["A24005WM0_3650_0001","24005","BALTIMORE","Patapsco/Back","Western Shore of Chesapeake Bay","Wastewater",54.058071140000003,2259.1361700000002,3736.295059,2363.8060110000001,2351.4282889999999,2352.9441299999999,24.450752260000002,1545.595178,85.12859057]
["A24005WM0_3740_0001","24005","BALTIMORE","Patapsco/Back","Western Shore of Chesapeake Bay","Agriculture",5.8515599969999998,3.8462756969999998,3.6305894809999999,3.5730891570000001,3.450745891,3.3006867120000001,3.2834818760000002,2.8746461970000001,2.370684008]
["A24005WM0_3740_0001","24005","BALTIMORE","Patapsco/Back","Western Shore of Chesapeake Bay","Forest",1037.4398040000001,407.103611,394.30922509999999,440.20620919999999,453.82107730000001,458.33457559999999,464.98257630000001,394.88714049999999,395.27241750000002]
["A24005WM0_3740_0001","24005","BALTIMORE","Patapsco/Back","Western Shore of Chesapeake Bay","Non-Tidal Atm",116.48770140000001,63.206268309999999,63.206268309999999,63.206268309999999,63.206268309999999,63.206268309999999,63.206268309999999,63.206268780000002,63.206269089999999]
["A24005WM0_3740_0001","24005","BALTIMORE","Patapsco/Back","Western Shore of Chesapeake Bay","Septic",0,68.506263730000001,22.812299729999999,0,0,0,0,9.1249198919999994,0]
["A24005WM0_3740_0001","24005","BALTIMORE","Patapsco/Back","Western Shore of Chesapeake Bay","Stormwater",48967.67553,40402.811950000003,39763.95422,38462.684589999997,37677.43866,37778.359380000002,37634.585030000002,33153.204339999997,28746.03774]
["A24005WM0_3740_0001","24005","BALTIMORE","Patapsco/Back","Western Shore of Chesapeake Bay","Wastewater",89.434867859999997,572.62347409999995,644.15008539999997,644.15008539999997,644.15008539999997,644.15008539999997,567.35400389999995,597.79288440000005,566.8880838]
["A24005WM0_3741_0000","24005","BALTIMORE","Patapsco/Back","Western Shore of Chesapeake Bay","Agriculture",74.809362140000005,49.476531209999997,46.656012629999999,45.215881500000002,43.80239804,42.717008380000003,42.398531200000001,32.871946800000003,23.682569569999998]
["A24005WM0_3741_0000","24005","BALTIMORE","Patapsco/Back","Western Shore of Chesapeake Bay","Forest",2294.9000550000001,950.45802309999999,867.7218742,884.8533592,884.43969730000003,858.16533279999999,944.65791320000005,861.25837979999994,856.94938360000003]
["A24005WM0_3741_0000","24005","BALTIMORE","Patapsco/Back","Western Shore of Chesapeake Bay","Non-Tidal Atm",8.4183130259999999,4.5677819250000002,4.5677819250000002,4.5677819250000002,4.5677819250000002,4.5677819250000002,4.5677819250000002,4.5677819079999997,4.5677818959999996]
["A24005WM0_3741_0000","24005","BALTIMORE","Patapsco/Back","Western Shore of Chesapeake Bay","Septic",12.04629993,37.343120570000004,36.503040310000003,36.101921079999997,35.877449040000002,35.882011409999997,4.4251871109999996,26.014277889999999,19.02176961]
["A24005WM0_3741_0000","24005","BALTIMORE","Patapsco/Back","Western Shore of Chesapeake Bay","Stormwater",46941.289830000002,41196.866199999997,40580.927409999997,39404.03009,38652.115210000004,38907.132790000003,37789.086519999997,31525.66186,25488.818159999999]
["A24005WM0_3741_0000","24005","BALTIMORE","Patapsco/Back","Western Shore of Chesapeake Bay","Wastewater",0,933.68280030000005,4342.7631840000004,939.77270510000005,939.77270510000005,939.77270510000005,7.6048359870000004,1745.3154460000001,13.6836211]
["A24005WM0_3742_0000","24005","BALTIMORE","Patapsco/Back","Western Shore of Chesapeake Bay","Agriculture",1076.1057969999999,712.90991210000004,672.05647050000005,652.37947650000001,628.77840660000004,616.33745859999999,611.50460510000005,480.25891760000002,352.39388229999997]
["A24005WM0_3742_0000","24005","BALTIMORE","Patapsco/Back","Western Shore of Chesapeake Bay","Forest",4134.9713439999996,2557.5047450000002,2510.9973150000001,2514.440079,2530.4119110000001,2519.321457,2583.7796020000001,2490.9178059999999,2477.5314659999999]
["A24005WM0_3742_0000","24005","BALTIMORE","Patapsco/Back","Western Shore of Chesapeake Bay","Non-Tidal Atm",2090.9580080000001,1134.5550539999999,1134.5550539999999,1134.5550539999999,1134.5550539999999,1134.5550539999999,1134.5550539999999,1134.555061,1134.5550659999999]
["A24005WM0_3742_0000","24005","BALTIMORE","Patapsco/Back","Western Shore of Chesapeake Bay","Septic",6539.0200199999999,6595.1948240000002,6497.205078,6448.0361329999996,6428.953125,6457.6289059999999,894.20422359999998,4637.3294800000003,3397.4124139999999]
["A24005WM0_3742_0000","24005","BALTIMORE","Patapsco/Back","Western Shore of Chesapeake Bay","Stormwater",52481.986749999996,44073.072509999998,43284.138679999996,42018.380819999998,41118.364450000001,41355.301240000001,40669.835639999998,33470.87833,26928.70477]
["A24005WM0_3742_0000","24005","BALTIMORE","Patapsco/Back","Western Shore of Chesapeake Bay","Wastewater",1950329.781,1384269.899,834020.01159999997,919959.44909999997,1015976.137,1099155.1370000001,1078137.439,892881.2169,932122.02040000004]
["A24005WM0_3743_0000","24005","BALTIMORE","Patapsco/Back","Western Shore of Chesapeake Bay","Agriculture",123.8467428,82.041645590000002,77.349196980000002,75.158490270000001,72.341025920000007,71.022189310000002,70.535430410000004,55.313775849999999,40.6234951]
["A24005WM0_3743_0000","24005","BALTIMORE","Patapsco/Back","Western Shore of Chesapeake Bay","Forest",407.88353719999998,267.07593150000002,251.91147230000001,253.23045540000001,237.4759626,245.82588480000001,273.32249639999998,249.928631,248.60673679999999]
["A24005WM0_3743_0000","24005","BALTIMORE","Patapsco/Back","Western Shore of Chesapeake Bay","Non-Tidal Atm",29.45463943,15.982099529999999,15.982099529999999,15.982099529999999,15.982099529999999,15.982099529999999,15.982099529999999,15.98209928,15.98209911]
["A24005WM0_3743_0000","24005","BALTIMORE","Patapsco/Back","Western Shore of Chesapeake Bay","Septic",105.5572968,157.87780760000001,155.89460750000001,154.98289489999999,153.11329649999999,152.22669980000001,149.41819760000001,111.3533079,81.659108189999998]
["A24005WM0_3743_0000","24005","BALTIMORE","Patapsco/Back","Western Shore of Chesapeake Bay","Stormwater",3446.632662,3044.3380630000001,2986.149668,2857.1963730000002,2930.4425809999998,2849.0681,2672.0572889999999,2310.8079870000001,1860.580201]
["A24005WM0_3743_0000","24005","BALTIMORE","Patapsco/Back","Western Shore of Chesapeake Bay","Wastewater",0,1850.2960210000001,1850.2960210000001,1850.2960210000001,1850.2960210000001,1850.2960210000001,6.087110043,743.7676755,6.0821117999999998]
["A24005WM0_3744_0000","24005","BALTIMORE","Patapsco/Back","Western Shore of Chesapeake Bay","Agriculture",5.1566097510000004,3.3811427749999998,3.2989662430000002,3.2328454880000002,3.1168581419999999,3.0430992890000002,2.999633948,2.496537918,1.961585701]
["A24005WM0_3744_0000","24005","BALTIMORE","Patapsco/Back","Western Shore of Chesapeake Bay","Forest",178.9567261,132.27472309999999,131.53860660000001,130.06716729999999,130.37338969999999,130.45305490000001,14.405898690000001,130.4356674,129.7003746]
["A24005WM0_3744_0000","24005","BALTIMORE","Patapsco/Back","Western Shore of Chesapeake Bay","Non-Tidal Atm",88.344993590000001,47.936050420000001,47.936050420000001,47.936050420000001,47.936050420000001,47.936050420000001,47.936050420000001,47.936050559999998,47.936050659999999]
["A24005WM0_3744_0000","24005","BALTIMORE","Patapsco/Back","Western Shore of Chesapeake Bay","Septic",0,0,0,0,0,0,0,0,0]
["A24005WM0_3744_0000","24005","BALTIMORE","Patapsco/Back","Western Shore of Chesapeake Bay","Stormwater",1033.849172,834.19556350000005,819.16602609999995,800.62099220000005,784.25067999999999,786.63000480000005,1329.9973540000001,634.07049300000006,510.67347089999998]
["A24005WM0_3744_0000","24005","BALTIMORE","Patapsco/Back","Western Shore of Chesapeake Bay","Wastewater",0,0,0,0,0,0,0,0]
["A24005WM0_3745_0000","24005","BALTIMORE","Patapsco/Back","Western Shore of Chesapeake Bay","Agriculture",374.13032029999999,247.8380425,233.66747040000001,226.82575890000001,218.88499659999999,214.28249349999999,212.6933587,166.96355589999999,122.4942795]
["A24005WM0_3745_0000","24005","BALTIMORE","Patapsco/Back","Western Shore of Chesapeake Bay","Forest",1669.6691129999999,1257.9762430000001,1241.3196949999999,1222.825249,1224.9574359999999,1221.9222870000001,1252.362709,1230.7635319999999,1223.7260900000001]
["A24005WM0_3745_0000","24005","BALTIMORE","Patapsco/Back","Western Shore of Chesapeake Bay","Non-Tidal Atm",134.6363068,73.053718570000001,73.053718570000001,73.053718570000001,73.053718570000001,73.053718570000001,73.053718570000001,73.053718549999999,73.053718540000006]
["A24005WM0_3745_0000","24005","BALTIMORE","Patapsco/Back","Western Shore of Chesapeake Bay","Septic",0,267.69259640000001,274.55279539999998,278.12350459999999,277.10461429999998,278.55068970000002,374.7608032,197.74395720000001,146.53806510000001]
["A24005WM0_3745_0000","24005","BALTIMORE","Patapsco/Back","Western Shore of Chesapeake Bay","Stormwater",1598.6663129999999,1402.394096,1393.762547,1369.463221,1329.5466919999999,1359.1453899999999,1174.4252630000001,1075.9573359999999,864.08719489999999]
["A24005WM0_3745_0000","24005","BALTIMORE","Patapsco/Back","Western Shore of Chesapeake Bay","Wastewater",0,0,0,0,0,0,0,0]
["A24005WM0_3881_3880","24005","BALTIMORE","Patapsco/Back","Western Shore of Chesapeake Bay","Agriculture",0,0,0,0,0,0,0,0,0]
["A24005WM0_3881_3880","24005","BALTIMORE","Patapsco/Back","Western Shore of Chesapeake Bay","Forest",0,0,0,0,0,0,0,0,0]
["A24005WM0_3881_3880","24005","BALTIMORE","Patapsco/Back","Western Shore of Chesapeake Bay","Non-Tidal Atm",0,0,0,0,0,0,0,0,0]
["A24005WM0_3881_3880","24005","BALTIMORE","Patapsco/Back","Western Shore of Chesapeake Bay","Septic",0,0,0,0,0,0,0,0,0]
["A24005WM0_3881_3880","24005","BALTIMORE","Patapsco/Back","Western Shore of Chesapeake Bay","Stormwater",0,0,0,0,0,0,0,0,0]
["A24005WM0_3881_3880","24005","BALTIMORE","Patapsco/Back","Western Shore of Chesapeake Bay","Wastewater",0,0,0,0,0,0,0,0,0]
["A24005WM0_3961_0000","24005","BALTIMORE","Patapsco/Back","Western Shore of Chesapeake Bay","Agriculture",0,0,0,0,0,0,0,0,0]
["A24005WM0_3961_0000","24005","BALTIMORE","Patapsco/Back","Western Shore of Chesapeake Bay","Forest",0,0,0,0,0,0,0,0,0]
["A24005WM0_3961_0000","24005","BALTIMORE","Patapsco/Back","Western Shore of Chesapeake Bay","Non-Tidal Atm",0,0,0,0,0,0,0,0,0]
["A24005WM0_3961_0000","24005","BALTIMORE","Patapsco/Back","Western Shore of Chesapeake Bay","Septic",0,0,0,0,0,0,0,0,0]
["A24005WM0_3961_0000","24005","BALTIMORE","Patapsco/Back","Western Shore of Chesapeake Bay","Stormwater",0,0,0,0,0,0,0,0,0]
["A24005WM0_3961_0000","24005","BALTIMORE","Patapsco/Back","Western Shore of Chesapeake Bay","Wastewater",803468.8125,931105.125,1246934,1369136,1260351,1092377,1235301,692197.11129999999,322372.51880000002]
["A24005WM0_3964_0000","24005","BALTIMORE","Patapsco/Back","Western Shore of Chesapeake Bay","Agriculture",467.08690300000001,309.4223452,295.62481650000001,287.06839480000002,276.27395610000002,271.0313357,268.95532880000002,222.72209670000001,174.12028340000001]
["A24005WM0_3964_0000","24005","BALTIMORE","Patapsco/Back","Western Shore of Chesapeake Bay","Forest",1629.1153260000001,890.20474249999995,886.1049385,938.41384889999995,959.57171249999999,965.65017320000004,985.89901359999999,880.60478220000005,876.93801129999997]
["A24005WM0_3964_0000","24005","BALTIMORE","Patapsco/Back","Western Shore of Chesapeake Bay","Non-Tidal Atm",2385.4470209999999,1294.344971,1294.344971,1294.344971,1294.344971,1294.344971,1294.344971,1294.3449700000001,1294.344969]
["A24005WM0_3964_0000","24005","BALTIMORE","Patapsco/Back","Western Shore of Chesapeake Bay","Septic",14.27709961,14.27694035,14.26247978,7.1385521890000003,7.0942139629999996,7.094817162,670.02612299999998,10.213855219999999,7.5147721760000001]
["A24005WM0_3964_0000","24005","BALTIMORE","Patapsco/Back","Western Shore of Chesapeake Bay","Stormwater",90704.508830000006,72632.590639999995,71357.208490000005,69576.815489999994,68200.508839999995,68316.429690000004,67739.208769999997,55521.243479999997,44963.933470000004]
["A24005WM0_3964_0000","24005","BALTIMORE","Patapsco/Back","Western Shore of Chesapeake Bay","Wastewater",8044738,688063.59380000003,487691.21090000001,486685.89069999999,390120.63669999997,515782.85940000002,308208.42239999998,277121.90730000002,136742.37150000001]
["A24005WM0_3965_0000","24005","BALTIMORE","Patapsco/Back","Western Shore of Chesapeake Bay","Agriculture",1148.364941,760.65907470000002,726.91634369999997,705.87652860000003,678.76975809999999,666.50266450000004,661.16299460000005,547.62207639999997,428.09256479999999]
["A24005WM0_3965_0000","24005","BALTIMORE","Patapsco/Back","Western Shore of Chesapeake Bay","Forest",1419.141357,1102.5775610000001,1095.4760510000001,1083.3951420000001,1085.61385,1087.596939,953.88950350000005,1086.302723,1080.187171]
["A24005WM0_3965_0000","24005","BALTIMORE","Patapsco/Back","Western Shore of Chesapeake Bay","Non-Tidal Atm",445.96249390000003,241.97950739999999,241.97950739999999,241.97950739999999,241.97950739999999,241.97950739999999,241.97950739999999,241.97950489999999,241.9795033]
["A24005WM0_3965_0000","24005","BALTIMORE","Patapsco/Back","Western Shore of Chesapeake Bay","Septic",0,0,0,0,0,0,0,0,0]
["A24005WM0_3965_0000","24005","BALTIMORE","Patapsco/Back","Western Shore of Chesapeake Bay","Stormwater",854.33987430000002,700.91728209999997,689.24119570000005,670.1094971,656.31529239999998,658.80578609999998,1240.865082,527.92062120000003,420.37357150000003]
["A24005WM0_3965_0000","24005","BALTIMORE","Patapsco/Back","Western Shore of Chesapeake Bay","Wastewater",27397.5,27397.5,27397.5,27397.5,27397.5,27397.5,0,26920.35785,26602.26309]
["A24005WM1_3660_3910","24005","BALTIMORE","Patapsco/Back","Western Shore of Chesapeake Bay","Agriculture",4761.5499730000001,3154.4486689999999,2973.7930070000002,2887.0108150000001,2782.792884,2727.2904330000001,2705.4188589999999,2653.529912,2440.021182]
["A24005WM1_3660_3910","24005","BALTIMORE","Patapsco/Back","Western Shore of Chesapeake Bay","Forest",5848.1406870000001,1717.6227120000001,1535.3732,1531.453988,1485.347336,1455.632775,1612.6582109999999,1540.402139,1543.7547649999999]
["A24005WM1_3660_3910","24005","BALTIMORE","Patapsco/Back","Western Shore of Chesapeake Bay","Non-Tidal Atm",38.438159939999998,20.856580730000001,20.856580730000001,20.856580730000001,20.856580730000001,20.856580730000001,20.856580730000001,20.856579750000002,20.856579100000001]
["A24005WM1_3660_3910","24005","BALTIMORE","Patapsco/Back","Western Shore of Chesapeake Bay","Septic",2430.0900879999999,9481.6787110000005,9733.6074219999991,9863.9609380000002,9862.8388670000004,9924.5810550000006,6511.8320309999999,8445.7183280000008,7587.1255979999996]
["A24005WM1_3660_3910","24005","BALTIMORE","Patapsco/Back","Western Shore of Chesapeake Bay","Stormwater",38066.666129999998,43379.37545,42831.162049999999,41354.071909999999,40861.903639999997,41135.501730000004,39009.925799999997,38675.422559999999,35904.92957]
["A24005WM1_3660_3910","24005","BALTIMORE","Patapsco/Back","Western Shore of Chesapeake Bay","Wastewater",0,2301.7280270000001,2300.6599120000001,2300.8579100000002,2300.8579100000002,2300.8579100000002,305.30358890000002,1051.5001560000001,218.72698449999999]
["A24005WM1_3910_0001","24005","BALTIMORE","Patapsco/Back","Western Shore of Chesapeake Bay","Agriculture",26.60436189,17.572783959999999,16.537060969999999,16.146461710000001,15.56792727,15.14929938,14.975651320000001,12.858445939999999,10.406035920000001]
["A24005WM1_3910_0001","24005","BALTIMORE","Patapsco/Back","Western Shore of Chesapeake Bay","Forest",2637.4489440000002,551.17708589999995,491.08354759999997,540.12745859999995,542.96946720000005,517.30579750000004,904.84473419999995,490.61114600000002,490.29621159999999]
["A24005WM1_3910_0001","24005","BALTIMORE","Patapsco/Back","Western Shore of Chesapeake Bay","Non-Tidal Atm",54.471061710000001,29.556030270000001,29.556030270000001,29.556030270000001,29.556030270000001,29.556030270000001,29.556030270000001,29.556030490000001,29.556030639999999]
["A24005WM1_3910_0001","24005","BALTIMORE","Patapsco/Back","Western Shore of Chesapeake Bay","Septic",17.331100459999998,15.16454029,15.14918041,15.14918995,15.05498981,15.056909559999999,306.8601074,11.65701814,9.3289099550000003]
["A24005WM1_3910_0001","24005","BALTIMORE","Patapsco/Back","Western Shore of Chesapeake Bay","Stormwater",78561.039560000005,68702.081659999996,67621.555659999998,65403.230259999997,64322.851009999998,64597.343139999997,61728.308960000002,55236.578220000003,46979.926590000003]
["A24005WM1_3910_0001","24005","BALTIMORE","Patapsco/Back","Western Shore of Chesapeake Bay","Wastewater",0,4254.5869140000004,4254.5869140000004,4254.5869140000004,4254.5869140000004,4254.5869140000004,1.963503003,1703.0119010000001,1.9618916120000001]
["A24005WM3_3880_4060","24005","BALTIMORE","Patapsco/Back","Western Shore of Chesapeake Bay","Agriculture",33735.70723,22349.370719999999,21069.358240000001,20454.43419,19726.285309999999,19322.966710000001,19167.94787,17167.836029999999,14566.82123]
["A24005WM3_3880_4060","24005","BALTIMORE","Patapsco/Back","Western Shore of Chesapeake Bay","Forest",12873.94117,8805.331177,8689.9830930000007,8579.6476750000002,8576.0382699999991,8559.4781490000005,8538.6675419999992,8673.6693840000007,8662.7935780000007]
["A24005WM3_3880_4060","24005","BALTIMORE","Patapsco/Back","Western Shore of Chesapeake Bay","Non-Tidal Atm",98.074722289999997,53.215408330000002,53.215408330000002,53.215408330000002,53.215408330000002,53.215408330000002,53.215408330000002,53.215408850000003,53.215409200000003]
["A24005WM3_3880_4060","24005","BALTIMORE","Patapsco/Back","Western Shore of Chesapeake Bay","Septic",5539.794922,8290.7119139999995,8494.8740230000003,8598.3613280000009,8653.8105469999991,8763.3662110000005,6617.4072269999997,6821.8954970000004,5706.5764790000003]
["A24005WM3_3880_4060","24005","BALTIMORE","Patapsco/Back","Western Shore of Chesapeake Bay","Stormwater",21660.67859,25588.135310000001,25422.87629,24910.07173,24755.358339999999,25176.94256,24760.664369999999,21694.455310000001,19208.841329999999]
["A24005WM3_3880_4060","24005","BALTIMORE","Patapsco/Back","Western Shore of Chesapeake Bay","Wastewater",558.9977073,313.81276329999997,335.45366289999998,311.59906389999998,364.26594929999999,257.24025349999999,385.40528870000003,275.45598740000003,235.457537]
["A24005WM3_4060_0001","24005","BALTIMORE","Patapsco/Back","Western Shore of Chesapeake Bay","Agriculture",2474.5037779999998,1639.386616,1545.438629,1500.451382,1447.31412,1417.447142,1406.022064,1199.2670969999999,968.48607619999996]
["A24005WM3_4060_0001","24005","BALTIMORE","Patapsco/Back","Western Shore of Chesapeake Bay","Forest",13370.55041,7698.4598999999998,7492.3014830000002,7463.8461610000004,7393.0774540000002,7416.6810610000002,8058.8155210000004,7460.9266589999997,7440.0101100000002]
["A24005WM3_4060_0001","24005","BALTIMORE","Patapsco/Back","Western Shore of Chesapeake Bay","Non-Tidal Atm",1170.4990230000001,635.1132202,635.1132202,635.1132202,635.1132202,635.1132202,635.1132202,635.11324549999995,635.11326229999997]
["A24005WM3_4060_0001","24005","BALTIMORE","Patapsco/Back","Western Shore of Chesapeake Bay","Septic",2209.7939449999999,2577.2189939999998,2564.4829100000002,2555.8500979999999,2545.0039059999999,2547.843018,2964.3339839999999,1963.415362,1562.703663]
["A24005WM3_4060_0001","24005","BALTIMORE","Patapsco/Back","Western Shore of Chesapeake Bay","Stormwater",108211.6514,124034.4409,95092.050300000003,92134.914860000004,90955.133409999995,116598.4365,112570.89840000001,77734.175820000004,66162.2595]
["A24005WM3_4060_0001","24005","BALTIMORE","Patapsco/Back","Western Shore of Chesapeake Bay","Wastewater",0,313.51440430000002,1148.7380370000001,1731.6209719999999,1731.6209719999999,1731.6209719999999,18.85976028,1311.5954670000001,1420.1670879999999]
["A24005WU0_3021_3020","24005","BALTIMORE","Upper Western Shore","Western Shore of Chesapeake Bay","Agriculture",11828.482900000001,7838.7908200000002,7397.7151469999999,7186.7767830000003,6941.5711670000001,6788.307108,6734.8419039999999,6734.0593390000004,6291.6221340000002]
["A24005WU0_3021_3020","24005","BALTIMORE","Upper Western Shore","Western Shore of Chesapeake Bay","Forest",2647.8176579999999,2232.2781519999999,2243.5759589999998,2227.8175890000002,2244.5165019999999,2259.4915390000001,2200.6153869999998,2253.994976,2260.9409879999998]
["A24005WU0_3021_3020","24005","BALTIMORE","Upper Western Shore","Western Shore of Chesapeake Bay","Non-Tidal Atm",1119.649048,607.52221680000002,607.52221680000002,607.52221680000002,607.52221680000002,607.52221680000002,607.52221680000002,607.52220460000001,607.52219639999998]
["A24005WU0_3021_3020","24005","BALTIMORE","Upper Western Shore","Western Shore of Chesapeake Bay","Septic",0,570.27001949999999,600.12377930000002,615.44287110000005,618.21588129999998,624.8555298,747.24157709999997,532.70645500000001,487.76157210000002]
["A24005WU0_3021_3020","24005","BALTIMORE","Upper Western Shore","Western Shore of Chesapeake Bay","Stormwater",1323.0674039999999,1462.3772180000001,1457.4454920000001,1447.9490470000001,1444.560661,1447.1038020000001,1591.179928,1354.1882820000001,1285.350142]
["A24005WU0_3021_3020","24005","BALTIMORE","Upper Western Shore","Western Shore of Chesapeake Bay","Wastewater",0,0,0.30381008999999998,0.331982791,0.331982791,0.331982791,0,0.32055011799999999,0.33171013700000002]
["A24005WU0_3540_0000","24005","BALTIMORE","Upper Western Shore","Western Shore of Chesapeake Bay","Agriculture",2776.5098250000001,1839.637698,1759.6893210000001,1691.382057,1626.0194120000001,1596.9045960000001,1585.6607799999999,1327.41887,1039.2385690000001]
["A24005WU0_3540_0000","24005","BALTIMORE","Upper Western Shore","Western Shore of Chesapeake Bay","Forest",4920.2797849999997,3744.4457699999998,3710.5794369999999,3679.688889,3672.8644410000002,3688.4794000000002,3675.7632760000001,3679.7398899999998,3659.1801909999999]
["A24005WU0_3540_0000","24005","BALTIMORE","Upper Western Shore","Western Shore of Chesapeake Bay","Non-Tidal Atm",2208.7570799999999,1198.4730219999999,1198.4730219999999,1198.4730219999999,1198.4730219999999,1198.4730219999999,1198.4730219999999,1198.4729990000001,1198.472984]
["A24005WU0_3540_0000","24005","BALTIMORE","Upper Western Shore","Western Shore of Chesapeake Bay","Septic",3415.7971189999998,3023.1420899999998,3059.3029790000001,3068.9289549999999,3032.586914,3002.5710450000001,2007.362061,2196.5084059999999,1621.3120240000001]
["A24005WU0_3540_0000","24005","BALTIMORE","Upper Western Shore","Western Shore of Chesapeake Bay","Stormwater",9389.6169100000006,7788.4622650000001,7659.2657360000003,7413.7621449999997,7398.6987069999996,7318.8690800000004,7268.1281129999998,5965.7448969999996,4836.7310040000002]
["A24005WU0_3540_0000","24005","BALTIMORE","Upper Western Shore","Western Shore of Chesapeake Bay","Wastewater",0,1.2192250490000001,1.2192250490000001,1.2192250490000001,1.2192250490000001,1.2192250490000001,7.3063349720000001,4.8678914999999998,7.3003358]
["A24005WU0_3541_0000","24005","BALTIMORE","Upper Western Shore","Western Shore of Chesapeake Bay","Agriculture",423.72252470000001,280.8166435,268.58996459999997,261.08922480000001,251.28396069999999,246.64709110000001,244.7434039,202.63831049999999,158.67054110000001]
["A24005WU0_3541_0000","24005","BALTIMORE","Upper Western Shore","Western Shore of Chesapeake Bay","Forest",977.33320619999995,467.39403540000001,434.69227030000002,444.44569589999998,439.79773519999998,424.39370539999999,416.97519879999999,431.51772010000002,429.40135329999998]
["A24005WU0_3541_0000","24005","BALTIMORE","Upper Western Shore","Western Shore of Chesapeake Bay","Non-Tidal Atm",252.43589779999999,136.9718933,136.9718933,136.9718933,136.9718933,136.9718933,136.9718933,136.97189409999999,136.97189470000001]
["A24005WU0_3541_0000","24005","BALTIMORE","Upper Western Shore","Western Shore of Chesapeake Bay","Septic",8252.1650389999995,8187.826172,8086.828125,8044.0410160000001,7958.6098629999997,7924.1650390000004,2071.7910160000001,5777.730638,4238.3323140000002]
["A24005WU0_3541_0000","24005","BALTIMORE","Upper Western Shore","Western Shore of Chesapeake Bay","Stormwater",4848.5619049999996,5094.3486910000001,5139.618477,4850.9451280000003,4793.3250529999996,4925.5843050000003,4857.3858490000002,3915.1555279999998,3098.846896]
["A24005WU0_3541_0000","24005","BALTIMORE","Upper Western Shore","Western Shore of Chesapeake Bay","Wastewater",14569.509770000001,18821.560549999998,18821.560549999998,18821.560549999998,18821.560549999998,18821.560549999998,3.0419659609999998,13310.34628,9636.2034390000008]
["A24005WU0_3670_0001","24005","BALTIMORE","Upper Western Shore","Western Shore of Chesapeake Bay","Agriculture",1051.4914200000001,696.77951299999995,655.32073019999996,636.53906800000004,613.95248200000003,601.8822457,597.37819950000005,510.47253019999999,413.90706360000001]
["A24005WU0_3670_0001","24005","BALTIMORE","Upper Western Shore","Western Shore of Chesapeake Bay","Forest",4729.5614930000002,1789.976365,1591.4923100000001,1618.8248289999999,1569.4056089999999,1542.533768,1606.8097310000001,1586.8920889999999,1583.8252749999999]
["A24005WU0_3670_0001","24005","BALTIMORE","Upper Western Shore","Western Shore of Chesapeake Bay","Non-Tidal Atm",130.18080140000001,70.636177059999994,70.636177059999994,70.636177059999994,70.636177059999994,70.636177059999994,70.636177059999994,70.636179209999995,70.63618065]
["A24005WU0_3670_0001","24005","BALTIMORE","Upper Western Shore","Western Shore of Chesapeake Bay","Septic",6327.078125,8219.0009769999997,8261.4892579999996,8286.9746090000008,8235.4960940000001,8233.8935550000006,1364.911987,6403.5733209999999,5164.9626959999996]
["A24005WU0_3670_0001","24005","BALTIMORE","Upper Western Shore","Western Shore of Chesapeake Bay","Stormwater",54438.822670000001,52192.541010000001,51483.222450000001,49604.734530000002,48972.985260000001,49203.848429999998,47113.970970000002,42431.983209999999,36397.82372]
["A24005WU0_3670_0001","24005","BALTIMORE","Upper Western Shore","Western Shore of Chesapeake Bay","Wastewater",0,2469.7128910000001,2469.7128910000001,2470.5200199999999,2470.5200199999999,2470.5200199999999,6.6021451950000003,991.84319119999998,6.5967247489999998]
["A24005WU0_3671_0000","24005","BALTIMORE","Upper Western Shore","Western Shore of Chesapeake Bay","Agriculture",8958.5307769999999,5936.0401789999996,5677.9457350000002,5213.1861280000003,5014.397105,4912.0401259999999,4891.7747799999997,4283.1166590000003,3353.2306079999998]
["A24005WU0_3671_0000","24005","BALTIMORE","Upper Western Shore","Western Shore of Chesapeake Bay","Forest",6611.5215449999996,4901.5640869999997,4833.6715080000004,4799.2254949999997,4798.4442440000003,4795.7111510000004,4110.5784000000003,4792.9008379999996,4765.7203920000002]
["A24005WU0_3671_0000","24005","BALTIMORE","Upper Western Shore","Western Shore of Chesapeake Bay","Non-Tidal Atm",748.87042240000005,406.33749390000003,406.33749390000003,406.33749390000003,406.33749390000003,406.33749390000003,406.33749390000003,406.3374968,406.33749870000003]
["A24005WU0_3671_0000","24005","BALTIMORE","Upper Western Shore","Western Shore of Chesapeake Bay","Septic",11339.200199999999,13105.139649999999,13156.570309999999,13120.190430000001,12968.87988,12913.759770000001,6709.6220700000003,9432.783915,6950.2596519999997]
["A24005WU0_3671_0000","24005","BALTIMORE","Upper Western Shore","Western Shore of Chesapeake Bay","Stormwater",19724.277109999999,17759.719430000001,17563.2143,17146.322769999999,16924.107240000001,17036.520250000001,19999.606500000002,13592.834339999999,10945.914360000001]
["A24005WU0_3671_0000","24005","BALTIMORE","Upper Western Shore","Western Shore of Chesapeake Bay","Wastewater",0,11.79065037,40.228340150000001,40.228340150000001,40.228340150000001,40.228340150000001,6.0900301929999996,34.351035439999997,30.432832300000001]
["A24005WU0_3820_0000","24005","BALTIMORE","Upper Western Shore","Western Shore of Chesapeake Bay","Agriculture",523.8320109,347.27451580000002,332.02226009999998,322.6442581,310.35180609999998,304.84698100000003,302.63608249999999,250.4517367,196.0713878]
["A24005WU0_3820_0000","24005","BALTIMORE","Upper Western Shore","Western Shore of Chesapeake Bay","Forest",2759.9840239999999,2103.8068539999999,2110.2887730000002,2092.6282660000002,2105.7281870000002,2108.499405,1931.7675099999999,2092.7549560000002,2081.065744]
["A24005WU0_3820_0000","24005","BALTIMORE","Upper Western Shore","Western Shore of Chesapeake Bay","Non-Tidal Atm",1060.1970209999999,575.26342769999997,575.26342769999997,575.26342769999997,575.26342769999997,575.26342769999997,575.26342769999997,575.26342609999995,575.26342499999998]
["A24005WU0_3820_0000","24005","BALTIMORE","Upper Western Shore","Western Shore of Chesapeake Bay","Septic",13372.73047,12502.820309999999,12076.08008,11862.440430000001,11579.389649999999,11365.280269999999,3437.334961,8581.5755520000002,6251.9058670000004]
["A24005WU0_3820_0000","24005","BALTIMORE","Upper Western Shore","Western Shore of Chesapeake Bay","Stormwater",41961.07922,33490.191250000003,32885.864390000002,32144.45276,31510.30889,31582.599610000001,31922.269530000001,25460.482100000001,20510.22724]
["A24005WU0_3820_0000","24005","BALTIMORE","Upper Western Shore","Western Shore of Chesapeake Bay","Wastewater",2813.3322750000002,57843.331200000001,57832.671880000002,57836.261720000002,57836.261720000002,57836.261720000002,7.9123520850000002,24672.800370000001,2566.2193619999998]
["A24005WU0_3821_0000","24005","BALTIMORE","Upper Western Shore","Western Shore of Chesapeake Bay","Agriculture",1255.8933950000001,832.15508820000002,796.07630700000004,773.63315920000002,743.93836669999996,730.93762670000001,725.26082499999995,600.51526879999994,470.14124329999999]
["A24005WU0_3821_0000","24005","BALTIMORE","Upper Western Shore","Western Shore of Chesapeake Bay","Forest",708.61684419999995,569.28321830000004,568.88369369999998,563.92992019999997,566.4933853,568.61370469999997,556.0657119,564.15898979999997,561.00918720000004]
["A24005WU0_3821_0000","24005","BALTIMORE","Upper Western Shore","Western Shore of Chesapeake Bay","Non-Tidal Atm",382.8534851,207.73660280000001,207.73660280000001,207.73660280000001,207.73660280000001,207.73660280000001,207.73660280000001,207.7366036,207.73660409999999]
["A24005WU0_3821_0000","24005","BALTIMORE","Upper Western Shore","Western Shore of Chesapeake Bay","Septic",0,2826.8339839999999,2695.6088869999999,2638.5090329999998,2586.6530760000001,2558.6970209999999,2326.344971,1912.383427,1390.2331200000001]
["A24005WU0_3821_0000","24005","BALTIMORE","Upper Western Shore","Western Shore of Chesapeake Bay","Stormwater",1510.469147,1226.1952209999999,1205.3806,1173.3697279999999,1149.3152849999999,1153.4113159999999,1190.8490790000001,925.68873900000006,739.22749829999998]
["A24005WU0_3821_0000","24005","BALTIMORE","Upper Western Shore","Western Shore of Chesapeake Bay","Wastewater",0,0,0,0,0,0,0,0]
["A24005WU1_3350_3490","24005","BALTIMORE","Upper Western Shore","Western Shore of Chesapeake Bay","Agriculture",67543.785459999999,44761.525580000001,42242.931539999998,41038.382290000001,39555.574229999998,38800.084110000003,38492.882279999998,38453.271549999998,35926.831559999999]
["A24005WU1_3350_3490","24005","BALTIMORE","Upper Western Shore","Western Shore of Chesapeake Bay","Forest",9189.9834589999991,8523.5200810000006,8662.5972899999997,8647.8944090000005,8745.71695,8852.3728940000001,8684.9215399999994,8704.7848329999997,8732.9098620000004]
["A24005WU1_3350_3490","24005","BALTIMORE","Upper Western Shore","Western Shore of Chesapeake Bay","Non-Tidal Atm",71.099746699999997,38.578758239999999,38.578758239999999,38.578758239999999,38.578758239999999,38.578758239999999,38.578758239999999,38.578759480000002,38.578760299999999]
["A24005WU1_3350_3490","24005","BALTIMORE","Upper Western Shore","Western Shore of Chesapeake Bay","Septic",2656.6130370000001,2744.8588869999999,2742.6311040000001,2742.1469729999999,2726.758057,2727.8911130000001,3374.3330080000001,2401.2748059999999,2173.7039399999999]
["A24005WU1_3350_3490","24005","BALTIMORE","Upper Western Shore","Western Shore of Chesapeake Bay","Stormwater",9472.2274130000005,8788.1520509999991,8701.0029259999992,8494.4841280000001,8401.8979990000007,8399.6925549999996,8604.0913130000008,7980.2593429999997,7499.7636210000001]
["A24005WU1_3350_3490","24005","BALTIMORE","Upper Western Shore","Western Shore of Chesapeake Bay","Wastewater",0,0.98961347300000002,0.98961347300000002,0.98961347300000002,0.98961347300000002,0.98961347300000002,0.98961347300000002,0.98912584699999995,0.98880076299999997]
["A24005WU1_3482_0001","24005","BALTIMORE","Upper Western Shore","Western Shore of Chesapeake Bay","Agriculture",97843.240099999995,64841.02233,61192.727200000001,58864.565649999997,56920.239580000001,55702.992570000002,55285.200770000003,49183.262329999998,41176.952409999998]
["A24005WU1_3482_0001","24005","BALTIMORE","Upper Western Shore","Western Shore of Chesapeake Bay","Forest",19434.079710000002,16791.75317,16940.157469999998,16881.355589999999,17065.343509999999,17197.885259999999,17437.64875,16900.380349999999,16873.862270000001]
["A24005WU1_3482_0001","24005","BALTIMORE","Upper Western Shore","Western Shore of Chesapeake Bay","Non-Tidal Atm",613.87072750000004,333.08660889999999,333.08660889999999,333.08660889999999,333.08660889999999,333.08660889999999,333.08660889999999,333.08662370000002,333.08663360000003]
["A24005WU1_3482_0001","24005","BALTIMORE","Upper Western Shore","Western Shore of Chesapeake Bay","Septic",0,13478.41992,13185.410159999999,13028.91992,12907.309569999999,12869.740229999999,14515.320309999999,10341.153,8444.9815679999992]
["A24005WU1_3482_0001","24005","BALTIMORE","Upper Western Shore","Western Shore of Chesapeake Bay","Stormwater",37753.879399999998,33108.244509999997,32774.895660000002,31890.566500000001,31257.582200000001,31348.95018,29368.542700000002,27287.91289,23629.924370000001]
["A24005WU1_3482_0001","24005","BALTIMORE","Upper Western Shore","Western Shore of Chesapeake Bay","Wastewater",0,0,0,0,0,0,0,0]
["A24005WU1_3490_3480","24005","BALTIMORE","Upper Western Shore","Western Shore of Chesapeake Bay","Agriculture",8624.8645620000007,5715.7514179999998,5394.1883280000002,5211.2606679999999,5036.1960470000004,4929.5118920000004,4891.5721540000004,4910.2518959999998,4587.6276079999998]
["A24005WU1_3490_3480","24005","BALTIMORE","Upper Western Shore","Western Shore of Chesapeake Bay","Forest",9891.5726930000001,5952.8121950000004,5721.7273260000002,5636.1609189999999,5579.6925959999999,5531.16626,5693.2148139999999,5745.6849410000004,5761.6566839999996]
["A24005WU1_3490_3480","24005","BALTIMORE","Upper Western Shore","Western Shore of Chesapeake Bay","Non-Tidal Atm",84.294357300000001,45.738170619999998,45.738170619999998,45.738170619999998,45.738170619999998,45.738170619999998,45.738170619999998,45.738170400000001,45.738170259999997]
["A24005WU1_3490_3480","24005","BALTIMORE","Upper Western Shore","Western Shore of Chesapeake Bay","Septic",4268.9150390000004,9311.8173829999996,9758.4882809999999,9982.8300780000009,10123.98047,10328.73047,7044.3798829999996,8652.3631750000004,7914.9464379999999]
["A24005WU1_3490_3480","24005","BALTIMORE","Upper Western Shore","Western Shore of Chesapeake Bay","Stormwater",37549.148999999998,38690.734170000003,38363.9041,37324.46297,37120.404690000003,37394.253109999998,35146.629079999999,35370.324679999998,33374.605069999998]
["A24005WU1_3490_3480","24005","BALTIMORE","Upper Western Shore","Western Shore of Chesapeake Bay","Wastewater",3191.3210450000001,5947.2412109999996,5947.7910160000001,5947.7910160000001,5947.7910160000001,5947.7910160000001,347.5476074,2592.1498750000001,355.0557809]
["A24005WU2_3020_3320","24005","BALTIMORE","Upper Western Shore","Western Shore of Chesapeake Bay","Agriculture",98806.404020000002,65479.344819999998,61794.995130000003,60032.934889999997,57864.040090000002,56758.663780000003,56309.332710000002,56251.309589999997,52555.519240000001]
["A24005WU2_3020_3320","24005","BALTIMORE","Upper Western Shore","Western Shore of Chesapeake Bay","Forest",24889.72437,20501.613160000001,20540.309570000001,20388.92395,20497.375980000001,20622.319090000001,20425.486809999999,20635.208910000001,20698.475129999999]
["A24005WU2_3020_3320","24005","BALTIMORE","Upper Western Shore","Western Shore of Chesapeake Bay","Non-Tidal Atm",158.3244019,85.906936650000006,85.906936650000006,85.906936650000006,85.906936650000006,85.906936650000006,85.906936650000006,85.906943859999998,85.906948659999998]
["A24005WU2_3020_3320","24005","BALTIMORE","Upper Western Shore","Western Shore of Chesapeake Bay","Septic",0,8463.3310550000006,8522.6611329999996,8552.0302730000003,8551.6992190000001,8607.6503909999992,11120.559569999999,7478.0506489999998,6781.6436599999997]
["A24005WU2_3020_3320","24005","BALTIMORE","Upper Western Shore","Western Shore of Chesapeake Bay","Stormwater",22861.03585,22881.924439999999,22793.556939999999,22305.089779999998,22146.799429999999,22325.530019999998,22347.40783,20980.515909999998,19771.821889999999]
["A24005WU2_3020_3320","24005","BALTIMORE","Upper Western Shore","Western Shore of Chesapeake Bay","Wastewater",0,83.3012619,134.4255981,151.63540649999999,151.63540649999999,151.63540649999999,83.244232179999997,103.675763,83.17587288]
["A24005WU2_3320_3480","24005","BALTIMORE","Upper Western Shore","Western Shore of Chesapeake Bay","Agriculture",47255.791120000002,31316.627260000001,29554.55803,28711.799350000001,27690.77043,27145.774359999999,26930.871889999999,26903.154610000001,25135.552339999998]
["A24005WU2_3320_3480","24005","BALTIMORE","Upper Western Shore","Western Shore of Chesapeake Bay","Forest",9621.9730230000005,7795.6077269999996,7798.1393440000002,7741.9294739999996,7777.1433720000005,7825.9311520000001,8235.0244440000006,7834.0505499999999,7857.9913539999998]
["A24005WU2_3320_3480","24005","BALTIMORE","Upper Western Shore","Western Shore of Chesapeake Bay","Non-Tidal Atm",280.41198730000002,152.1517029,152.1517029,152.1517029,152.1517029,152.1517029,152.1517029,152.1517078,152.15171100000001]
["A24005WU2_3320_3480","24005","BALTIMORE","Upper Western Shore","Western Shore of Chesapeake Bay","Septic",3449.5349120000001,4438.4467770000001,4467.4072269999997,4482.5390630000002,4487.9790039999998,4521.7070309999999,4649.0507809999999,3919.3350919999998,3553.9536680000001]
["A24005WU2_3320_3480","24005","BALTIMORE","Upper Western Shore","Western Shore of Chesapeake Bay","Stormwater",14979.88831,15447.6477,15453.902770000001,15095.70282,15053.0676,15155.10831,12640.01123,14222.29126,13401.216909999999]
["A24005WU2_3320_3480","24005","BALTIMORE","Upper Western Shore","Western Shore of Chesapeake Bay","Wastewater",0,163.6036072,163.6036072,163.6036072,163.6036072,163.6036072,81.983337399999996,100.7936436,58.920334590000003]
["A24005WU3_3480_3481","24005","BALTIMORE","Upper Western Shore","Western Shore of Chesapeake Bay","Agriculture",9602.7646800000002,6363.703313,6005.6383910000004,5834.4582119999995,5627.2178329999997,5516.2405129999997,5472.588788,5466.9218629999996,5107.7775099999999]
["A24005WU3_3480_3481","24005","BALTIMORE","Upper Western Shore","Western Shore of Chesapeake Bay","Forest",11671.00806,8672.1325689999994,8600.5731809999997,8513.1205750000008,8525.3282469999995,8548.3228149999995,8422.5342409999994,8638.8605509999998,8664.3854649999994]
["A24005WU3_3480_3481","24005","BALTIMORE","Upper Western Shore","Western Shore of Chesapeake Bay","Non-Tidal Atm",12235.429690000001,6638.955078,6638.955078,6638.955078,6638.955078,6638.955078,6638.955078,6638.9546710000004,6638.9543990000002]
["A24005WU3_3480_3481","24005","BALTIMORE","Upper Western Shore","Western Shore of Chesapeake Bay","Septic",6753.6669920000004,6622.7280270000001,6599.6811520000001,6579.5532229999999,6537.5981449999999,6537.3378910000001,4771.4179690000001,5774.1199589999997,5223.7458310000002]
["A24005WU3_3480_3481","24005","BALTIMORE","Upper Western Shore","Western Shore of Chesapeake Bay","Stormwater",37420.66102,32296.36822,31784.183809999999,30778.72766,30303.172269999999,30290.60356,30737.288329999999,29006.061300000001,27153.979630000002]
["A24005WU3_3480_3481","24005","BALTIMORE","Upper Western Shore","Western Shore of Chesapeake Bay","Wastewater",0,1841.5520019999999,1841.5520019999999,1841.5520019999999,1841.5520019999999,1841.5520019999999,1.2270150179999999,737.35640590000003,1.2260085300000001]
["A24005WU3_3481_0001","24005","BALTIMORE","Upper Western Shore","Western Shore of Chesapeake Bay","Agriculture",139680.51670000001,92566.79896,87358.522660000002,84675.817030000006,81659.212599999999,80045.772330000007,79422.977320000005,65875.941619999998,51554.220930000003]
["A24005WU3_3481_0001","24005","BALTIMORE","Upper Western Shore","Western Shore of Chesapeake Bay","Forest",41800.070310000003,29294.968270000001,28938.40466,28648.843870000001,28680.92859,28718.26038,30012.705809999999,28768.51585,28655.25664]
["A24005WU3_3481_0001","24005","BALTIMORE","Upper Western Shore","Western Shore of Chesapeake Bay","Non-Tidal Atm",1370.889038,743.84521480000001,743.84521480000001,743.84521480000001,743.84521480000001,743.84521480000001,743.84521480000001,743.84516369999994,743.84512959999995]
["A24005WU3_3481_0001","24005","BALTIMORE","Upper Western Shore","Western Shore of Chesapeake Bay","Septic",27806.550780000001,35878.75,37176.460939999997,37811.089840000001,38306.851560000003,39040.039060000003,22057.009770000001,28032.69773,21936.855589999999]
["A24005WU3_3481_0001","24005","BALTIMORE","Upper Western Shore","Western Shore of Chesapeake Bay","Stormwater",130872.7849,132838.35329999999,132000.76569999999,128890.7893,127542.46189999999,128629.4405,118716.45879999999,106034.65519999999,88723.914959999995]
["A24005WU3_3481_0001","24005","BALTIMORE","Upper Western Shore","Western Shore of Chesapeake Bay","Wastewater",5160.8090819999998,3022.684452,3492.3245889999998,4733.126346,4191.5042759999997,3651.1563759999999,3657.3538400000002,4998.3872950000004,6002.429099]
["A24009WL0_4772_0000","24009","CALVERT","Lower Western Shore","Western Shore of Chesapeake Bay","Agriculture",11997.93597,6632.3534239999999,6264.1990070000002,5945.9750800000002,5588.4336819999999,5154.8030120000003,4656.6626290000004,4312.8367239999998,3011.928535]
["A24009WL0_4772_0000","24009","CALVERT","Lower Western Shore","Western Shore of Chesapeake Bay","Forest",23629.584470000002,18453.874879999999,17991.796020000002,18150.629400000002,18154.547490000001,18133.898499999999,18295.42309,17961.6247,17941.510490000001]
["A24009WL0_4772_0000","24009","CALVERT","Lower Western Shore","Western Shore of Chesapeake Bay","Non-Tidal Atm",2206.0090329999998,1136.698975,1136.698975,1136.698975,1136.698975,1136.698975,1136.698975,1136.6989920000001,1136.6990040000001]
["A24009WL0_4772_0000","24009","CALVERT","Lower Western Shore","Western Shore of Chesapeake Bay","Septic",23717.640630000002,38077.21875,38726.960939999997,39087.128909999999,39135.351560000003,39174.789060000003,32833.851560000003,27865.174640000001,20623.983769999999]
["A24009WL0_4772_0000","24009","CALVERT","Lower Western Shore","Western Shore of Chesapeake Bay","Stormwater",18308.374390000001,21424.68317,21004.435949999999,19100.175660000001,19198.708869999999,19434.58178,19071.929080000002,16334.17296,13220.664290000001]
["A24009WL0_4772_0000","24009","CALVERT","Lower Western Shore","Western Shore of Chesapeake Bay","Wastewater",14826.410159999999,9804.7680010000004,16353.13379,14809.23194,16933.38233,15107.211429999999,13990.069030000001,16001.754499999999,15767.50164]
["A24009WL0_4920_0000","24009","CALVERT","Lower Western Shore","Western Shore of Chesapeake Bay","Agriculture",7684.901527,4248.2622309999997,4012.5342139999998,3808.530448,3579.8331640000001,3301.79882,2982.6737990000001,2762.56783,1929.256907]
["A24009WL0_4920_0000","24009","CALVERT","Lower Western Shore","Western Shore of Chesapeake Bay","Forest",9416.2695920000006,7299.2095950000003,7107.7412109999996,7178.0070500000002,7162.324036,7182.1814880000002,7582.4684749999997,7095.8101900000001,7087.8561760000002]
["A24009WL0_4920_0000","24009","CALVERT","Lower Western Shore","Western Shore of Chesapeake Bay","Non-Tidal Atm",212.89489750000001,109.6992035,109.6992035,109.6992035,109.6992035,109.6992035,109.6992035,109.6992027,109.69920209999999]
["A24009WL0_4920_0000","24009","CALVERT","Lower Western Shore","Western Shore of Chesapeake Bay","Septic",11638.20996,19949.970700000002,20528.66992,20826.089840000001,20754.050780000001,20790.300780000001,20479.300780000001,14807.66927,10993.66884]
["A24009WL0_4920_0000","24009","CALVERT","Lower Western Shore","Western Shore of Chesapeake Bay","Stormwater",8411.4479979999996,10151.26721,10008.43103,9189.0878900000007,9381.2829600000005,9318.8144219999995,7778.1115840000002,7808.4167960000004,6341.7406410000003]
["A24009WL0_4920_0000","24009","CALVERT","Lower Western Shore","Western Shore of Chesapeake Bay","Wastewater",0,133.1701965,1621.5699460000001,1621.5699460000001,1621.5699460000001,1621.5699460000001,1620.459961,1342.5403759999999,1156.520663]
["A24009WL0_4921_0000","24009","CALVERT","Lower Western Shore","Western Shore of Chesapeake Bay","Agriculture",7457.6116300000003,4122.6317740000004,3893.7738629999999,3695.8963869999998,3476.5227530000002,3203.9916560000001,2894.4698330000001,2680.793177,1872.1393869999999]
["A24009WL0_4921_0000","24009","CALVERT","Lower Western Shore","Western Shore of Chesapeake Bay","Forest",13393.53614,11400.207399999999,11180.855589999999,11239.03534,11241.849609999999,11264.89509,11444.6471,11161.59072,11148.74748]
["A24009WL0_4921_0000","24009","CALVERT","Lower Western Shore","Western Shore of Chesapeake Bay","Non-Tidal Atm",433.11788940000002,223.17430110000001,223.17430110000001,223.17430110000001,223.17430110000001,223.17430110000001,223.17430110000001,223.17430329999999,223.17430469999999]
["A24009WL0_4921_0000","24009","CALVERT","Lower Western Shore","Western Shore of Chesapeake Bay","Septic",2431.6259770000001,3674.873047,3712.5070799999999,3732.8330080000001,3729.3010250000002,3732.8029790000001,3157.790039,2666.7676200000001,1969.60798]
["A24009WL0_4921_0000","24009","CALVERT","Lower Western Shore","Western Shore of Chesapeake Bay","Stormwater",6044.3359840000003,6456.3070079999998,6316.6591950000002,5651.5360469999996,5808.8091720000002,5724.3777659999996,5038.6363330000004,4856.9387360000001,3883.7917630000002]
["A24009WL0_4921_0000","24009","CALVERT","Lower Western Shore","Western Shore of Chesapeake Bay","Wastewater",4160.7690430000002,0,0,0,0,0,0,0]
["A24009WL0_4922_0000","24009","CALVERT","Lower Western Shore","Western Shore of Chesapeake Bay","Agriculture",2120.519961,1172.2074640000001,1107.217488,1050.950333,988.62450490000003,911.047684,822.95538290000002,762.2949466,532.34658549999995]
["A24009WL0_4922_0000","24009","CALVERT","Lower Western Shore","Western Shore of Chesapeake Bay","Forest",5399.3391119999997,4051.49469,3932.0628820000002,4008.7591240000002,3994.8059840000001,4003.2008059999998,4024.1116790000001,3926.3927680000002,3922.612693]
["A24009WL0_4922_0000","24009","CALVERT","Lower Western Shore","Western Shore of Chesapeake Bay","Non-Tidal Atm",657.03790279999998,338.55441280000002,338.55441280000002,338.55441280000002,338.55441280000002,338.55441280000002,338.55441280000002,338.55441230000002,338.55441189999999]
["A24009WL0_4922_0000","24009","CALVERT","Lower Western Shore","Western Shore of Chesapeake Bay","Septic",12896.440430000001,18527.269530000001,18789.869139999999,18927.66992,18566.730469999999,18359.769530000001,20759.380860000001,13511.23443,9992.1446269999997]
["A24009WL0_4922_0000","24009","CALVERT","Lower Western Shore","Western Shore of Chesapeake Bay","Stormwater",6973.007584,7709.2680710000004,7535.7857670000003,6730.0806629999997,6880.1374459999997,6801.7988070000001,6839.0334700000003,5785.4815209999997,4618.612024]
["A24009WL0_4922_0000","24009","CALVERT","Lower Western Shore","Western Shore of Chesapeake Bay","Wastewater",0,1621.5699460000001,1621.5699460000001,1621.5699460000001,1621.5699460000001,1621.5699460000001,15013.54004,649.35525810000001,1.21213288]
["A24009WL0_4923_0000","24009","CALVERT","Lower Western Shore","Western Shore of Chesapeake Bay","Agriculture",483.38278769999999,267.23794950000001,252.40333509999999,239.4955143,225.0309206,207.63111309999999,187.6502759,173.750078,121.31457330000001]
["A24009WL0_4923_0000","24009","CALVERT","Lower Western Shore","Western Shore of Chesapeake Bay","Forest",3863.6027829999998,3276.895446,3223.397003,3221.7912289999999,3224.1609039999998,3222.1248930000002,3134.9963680000001,3217.389854,3213.385088]
["A24009WL0_4923_0000","24009","CALVERT","Lower Western Shore","Western Shore of Chesapeake Bay","Non-Tidal Atm",1060.7939449999999,546.59930420000001,546.59930420000001,546.59930420000001,546.59930420000001,546.59930420000001,546.59930420000001,546.59930329999997,546.59930269999995]
["A24009WL0_4923_0000","24009","CALVERT","Lower Western Shore","Western Shore of Chesapeake Bay","Septic",0,472.80310059999999,488.28649899999999,496.45169069999997,500.53729249999998,494.58178709999999,266.096405,352.48071060000001,261.94351829999999]
["A24009WL0_4923_0000","24009","CALVERT","Lower Western Shore","Western Shore of Chesapeake Bay","Stormwater",1211.9954310000001,1021.165615,1001.5296,959.29840079999997,959.29422,976.82156380000004,1281.9080160000001,792.78749649999997,653.62609399999997]
["A24009WL0_4923_0000","24009","CALVERT","Lower Western Shore","Western Shore of Chesapeake Bay","Wastewater",0,0,0,0,0,0,0,0]
["A24009WL0_4925_0000","24009","CALVERT","Lower Western Shore","Western Shore of Chesapeake Bay","Agriculture",169.7574276,93.761826839999998,88.550326249999998,84.177247350000002,79.221500770000006,72.983650359999999,65.903017309999996,61.011004720000003,42.651457030000003]
["A24009WL0_4925_0000","24009","CALVERT","Lower Western Shore","Western Shore of Chesapeake Bay","Forest",3352.1408080000001,1830.356507,1705.7103810000001,1796.1061400000001,1779.1951750000001,1783.625481,2022.175804,1704.4903710000001,1703.6770309999999]
["A24009WL0_4925_0000","24009","CALVERT","Lower Western Shore","Western Shore of Chesapeake Bay","Non-Tidal Atm",1174.5780030000001,605.22912599999995,605.22912599999995,605.22912599999995,605.22912599999995,605.22912599999995,605.22912599999995,605.22912410000004,605.22912289999999]
["A24009WL0_4925_0000","24009","CALVERT","Lower Western Shore","Western Shore of Chesapeake Bay","Septic",0,28863.089840000001,29032.660159999999,29142.349610000001,28885.779299999998,28778.730469999999,25903.779299999998,20839.194680000001,15376.88436]
["A24009WL0_4925_0000","24009","CALVERT","Lower Western Shore","Western Shore of Chesapeake Bay","Stormwater",6895.544922,8811.8950189999996,8518.5649420000009,7537.7966319999996,7591.4822999999997,7484.5502619999997,6692.2009280000002,6592.0577249999997,5307.7195810000003]
["A24009WL0_4925_0000","24009","CALVERT","Lower Western Shore","Western Shore of Chesapeake Bay","Wastewater",0,0,0,0,0,0,0,0]
["A24009XL0_4954_0000","24009","CALVERT","Patuxent","Patuxent River Basin","Agriculture",556.26295800000003,308.17963650000002,297.886212,283.06454430000002,264.51386719999999,244.26819800000001,221.06829730000001,239.27409499999999,200.19935039999999]
["A24009XL0_4954_0000","24009","CALVERT","Patuxent","Patuxent River Basin","Forest",7419.0765380000003,3822.2312929999998,3507.1930689999999,3734.9116819999999,3687.5986330000001,3665.4869079999999,4334.6332860000002,3520.783289,3529.8434360000001]
["A24009XL0_4954_0000","24009","CALVERT","Patuxent","Patuxent River Basin","Non-Tidal Atm",2051.8391109999998,1057.259033,1057.259033,1057.259033,1057.259033,1057.259033,1057.259033,1057.2590290000001,1057.2590259999999]
["A24009XL0_4954_0000","24009","CALVERT","Patuxent","Patuxent River Basin","Septic",20664.109380000002,43497.578130000002,43288.238279999998,43137.910159999999,42670.390630000002,42376.351560000003,43482.648439999997,33627.338479999999,27186.73862]
["A24009XL0_4954_0000","24009","CALVERT","Patuxent","Patuxent River Basin","Stormwater",20583.904040000001,24776.391049999998,24188.859250000001,21546.854950000001,21836.623210000002,21748.190340000001,18705.74454,19921.6299,17076.81033]
["A24009XL0_4954_0000","24009","CALVERT","Patuxent","Patuxent River Basin","Wastewater",0,14836.139649999999,14837.839840000001,14837.839840000001,14837.839840000001,14837.839840000001,4.8708038330000001,12279.31943,10573.639160000001]
["A24009XL0_5320_0001","24009","CALVERT","Patuxent","Patuxent River Basin","Agriculture",7364.2569110000004,4079.673585,3919.6862270000001,3723.8728580000002,3483.9596860000001,3217.1349279999999,2910.4029340000002,3189.904994,2703.384172]
["A24009XL0_5320_0001","24009","CALVERT","Patuxent","Patuxent River Basin","Forest",8052.0586549999998,6782.6769709999999,6639.4160769999999,6649.4435430000003,6650.2549440000003,6674.1841439999998,6477.1953119999998,6663.8069729999997,6680.0675709999996]
["A24009XL0_5320_0001","24009","CALVERT","Patuxent","Patuxent River Basin","Non-Tidal Atm",97.741912839999998,50.363838200000004,50.363838200000004,50.363838200000004,50.363838200000004,50.363838200000004,50.363838200000004,50.363842769999998,50.363845820000002]
["A24009XL0_5320_0001","24009","CALVERT","Patuxent","Patuxent River Basin","Septic",3244.9279790000001,6374.8671880000002,6448.4711909999996,6490.8071289999998,6502.1767579999996,6513.6201170000004,6991.9257809999999,5139.0528329999997,4266.1072610000001]
["A24009XL0_5320_0001","24009","CALVERT","Patuxent","Patuxent River Basin","Stormwater",4057.5168429999999,5339.8227980000001,5143.1035259999999,4887.6948249999996,4963.5131229999997,4866.4734799999997,5744.7925409999998,4494.6748189999998,4062.3890139999999]
["A24009XL0_5320_0001","24009","CALVERT","Patuxent","Patuxent River Basin","Wastewater",0,0,0,0,0,0,0,0]
["A24009XL0_5341_0000","24009","CALVERT","Patuxent","Patuxent River Basin","Agriculture",16956.746739999999,9393.6878809999998,8910.8874560000004,8459.5474329999997,7932.0031349999999,7324.7852419999999,6618.9528700000001,6912.2904449999996,5579.8924379999999]
["A24009XL0_5341_0000","24009","CALVERT","Patuxent","Patuxent River Basin","Forest",2648.5659639999999,2980.4968570000001,2986.5168910000002,3037.5818939999999,3076.1748659999998,3122.1315009999998,3276.3573449999999,2995.2917510000002,3001.1416570000001]
["A24009XL0_5341_0000","24009","CALVERT","Patuxent","Patuxent River Basin","Non-Tidal Atm",521.22027590000005,268.57119749999998,268.57119749999998,268.57119749999998,268.57119749999998,268.57119749999998,268.57119749999998,268.57119790000002,268.57119820000003]
["A24009XL0_5341_0000","24009","CALVERT","Patuxent","Patuxent River Basin","Septic",1108.0820309999999,2179.780029,2269.8798830000001,2319.3588869999999,2333.1870119999999,2352.9008789999998,2469.7700199999999,1783.22892,1458.7949450000001]
["A24009XL0_5341_0000","24009","CALVERT","Patuxent","Patuxent River Basin","Stormwater",2423.0665589999999,2958.747566,2952.4323960000002,2765.5198359999999,2802.48774,2807.6863090000002,2207.7334209999999,2490.8244540000001,2183.0858269999999]
["A24009XL0_5341_0000","24009","CALVERT","Patuxent","Patuxent River Basin","Wastewater",0,6.0900301929999996,6.0900301929999996,6.0900301929999996,6.0900301929999996,6.0900301929999996,6.0900301929999996,6.087029405,6.0850288800000003]
["A24009XL0_5342_0000","24009","CALVERT","Patuxent","Patuxent River Basin","Agriculture",12331.916520000001,6831.6930199999997,6448.7563120000004,6120.4192069999999,5747.0691779999997,5304.0781989999996,4791.0444269999998,4958.6092070000004,3965.1778039999999]
["A24009XL0_5342_0000","24009","CALVERT","Patuxent","Patuxent River Basin","Forest",9712.5267339999991,8558.1224359999997,8374.4094239999995,8417.772277,8412.7744139999995,8455.8923950000008,8256.2528079999993,8396.1150379999999,8410.5854479999998]
["A24009XL0_5342_0000","24009","CALVERT","Patuxent","Patuxent River Basin","Non-Tidal Atm",168.84370419999999,87.000717159999994,87.000717159999994,87.000717159999994,87.000717159999994,87.000717159999994,87.000717159999994,87.000719500000002,87.000721060000004]
["A24009XL0_5342_0000","24009","CALVERT","Patuxent","Patuxent River Basin","Septic",3579.0429690000001,7071.2021480000003,7545.2651370000003,7788.908203,7883.75,7977.8349609999996,7470.9018550000001,5957.3857600000001,4898.7995080000001]
["A24009XL0_5342_0000","24009","CALVERT","Patuxent","Patuxent River Basin","Stormwater",4934.4591870000004,5719.273357,5866.3876190000001,5407.2625449999996,5600.6564859999999,5512.3935680000004,6345.728032,4907.7149419999996,4268.5998250000002]
["A24009XL0_5342_0000","24009","CALVERT","Patuxent","Patuxent River Basin","Wastewater",0,0,0,0,0,0,0,0]
["A24009XL0_5343_0000","24009","CALVERT","Patuxent","Patuxent River Basin","Agriculture",21174.434580000001,11730.339550000001,11335.944939999999,10773.02931,10053.418100000001,9297.6051540000008,8416.0269420000004,9105.7813339999993,7619.0056000000004]
["A24009XL0_5343_0000","24009","CALVERT","Patuxent","Patuxent River Basin","Forest",2586.3494409999998,3186.1474149999999,3220.4426570000001,3306.0861049999999,3366.7963559999998,3419.8878930000001,3487.0502019999999,3230.6938300000002,3237.5279460000002]
["A24009XL0_5343_0000","24009","CALVERT","Patuxent","Patuxent River Basin","Non-Tidal Atm",671.71069339999997,346.11489870000003,346.11489870000003,346.11489870000003,346.11489870000003,346.11489870000003,346.11489870000003,346.11489940000001,346.11489990000001]
["A24009XL0_5343_0000","24009","CALVERT","Patuxent","Patuxent River Basin","Septic",4080.6999510000001,5261.1811520000001,5388.919922,5452.1958009999998,5417.2319340000004,5392.1669920000004,5382.7670900000003,4213.1360709999999,3429.2801709999999]
["A24009XL0_5343_0000","24009","CALVERT","Patuxent","Patuxent River Basin","Stormwater",4102.3280450000002,4284.26386,4240.9051879999997,3861.6971440000002,3870.5759280000002,3908.491943,3606.3504640000001,3492.8799640000002,2994.1964809999999]
["A24009XL0_5343_0000","24009","CALVERT","Patuxent","Patuxent River Basin","Wastewater",0,0,0,0,0,0,0,0]
["A24009XL0_5345_0000","24009","CALVERT","Patuxent","Patuxent River Basin","Agriculture",10714.71153,5935.8985140000004,5736.3017810000001,5451.4467219999997,5087.5640999999996,4704.8560509999998,4258.7108129999997,4607.7722649999996,3855.4192539999999]
["A24009XL0_5345_0000","24009","CALVERT","Patuxent","Patuxent River Basin","Forest",7463.4441530000004,6540.7744140000004,6443.0684510000001,6483.2696839999999,6505.9025270000002,6531.2969359999997,6326.2216490000001,6460.1250300000002,6471.496083]
["A24009XL0_5345_0000","24009","CALVERT","Patuxent","Patuxent River Basin","Non-Tidal Atm",444.14300539999999,228.8553009,228.8553009,228.8553009,228.8553009,228.8553009,228.8553009,228.85530170000001,228.85530220000001]
["A24009XL0_5345_0000","24009","CALVERT","Patuxent","Patuxent River Basin","Septic",0,7294.5927730000003,7592.0649409999996,7747.4101559999999,7794.953125,7827.3891599999997,8462.8232420000004,5960.5163860000002,4872.8173500000003]
["A24009XL0_5345_0000","24009","CALVERT","Patuxent","Patuxent River Basin","Stormwater",2926.998474,3754.378784,3705.1187749999999,3376.0876929999999,3407.9134829999998,3424.7110899999998,4225.6858519999996,3084.3717919999999,2670.5404709999998]
["A24009XL0_5345_0000","24009","CALVERT","Patuxent","Patuxent River Basin","Wastewater",0,0,0,0,0,0,0,0]
["A24009XL0_5346_0000","24009","CALVERT","Patuxent","Patuxent River Basin","Agriculture",20268.351470000001,11228.38991,10850.8943,10312.14602,9624.6440729999995,8899.8128919999999,8055.9060360000003,8716.1950820000002,7293.062269]
["A24009XL0_5346_0000","24009","CALVERT","Patuxent","Patuxent River Basin","Forest",6183.6213989999997,5728.7137149999999,5670.2689819999996,5748.2860410000003,5774.9473879999996,5821.9402470000005,5759.616516,5686.2731210000002,5696.9425469999996]
["A24009XL0_5346_0000","24009","CALVERT","Patuxent","Patuxent River Basin","Non-Tidal Atm",719.42590329999996,370.7012939,370.7012939,370.7012939,370.7012939,370.7012939,370.7012939,370.70129550000001,370.70129650000001]
["A24009XL0_5346_0000","24009","CALVERT","Patuxent","Patuxent River Basin","Septic",0,8006.4887699999999,8370.9521480000003,8529.0595699999994,8487.2949219999991,8526.1826170000004,8593.9765630000002,6577.9872789999999,5382.6773659999999]
["A24009XL0_5346_0000","24009","CALVERT","Patuxent","Patuxent River Basin","Stormwater",3886.8875739999999,5554.8478400000004,5537.0507809999999,5052.6788790000001,5234.8607480000001,5262.9665830000004,5367.2286690000001,4581.903198,3945.1381430000001]
["A24009XL0_5346_0000","24009","CALVERT","Patuxent","Patuxent River Basin","Wastewater",0,0,0,0,0,0,0,0]
["A24009XL0_5348_0000","24009","CALVERT","Patuxent","Patuxent River Basin","Agriculture",36622.82864,20288.583429999999,19606.537209999999,18632.999479999999,17378.791389999999,16081.125459999999,14556.35231,15749.31604,13177.83527]
["A24009XL0_5348_0000","24009","CALVERT","Patuxent","Patuxent River Basin","Forest",27735.341789999999,23576.079949999999,23128.338749999999,23299.872200000002,23339.018069999998,23409.71387,23924.945680000001,23189.40064,23230.108560000001]
["A24009XL0_5348_0000","24009","CALVERT","Patuxent","Patuxent River Basin","Non-Tidal Atm",1567.3249510000001,807.60137940000004,807.60137940000004,807.60137940000004,807.60137940000004,807.60137940000004,807.60137940000004,807.60137950000001,807.60137950000001]
["A24009XL0_5348_0000","24009","CALVERT","Patuxent","Patuxent River Basin","Septic",13556.5,26564.5,26799.279299999998,26926.359380000002,26969.199219999999,27029.300780000001,28337.730469999999,20886.484,16944.620470000002]
["A24009XL0_5348_0000","24009","CALVERT","Patuxent","Patuxent River Basin","Stormwater",17829.00591,21213.747050000002,20964.661599999999,19300.31798,19571.620320000002,19701.47568,18009.134259999999,17529.624189999999,15239.599249999999]
["A24009XL0_5348_0000","24009","CALVERT","Patuxent","Patuxent River Basin","Wastewater",1764.9510499999999,4311.6679690000001,4311.6679690000001,4311.6679690000001,4311.6679690000001,4311.6679690000001,2512.0629880000001,2875.8313330000001,1918.60691]
["A24009XL0_5350_0000","24009","CALVERT","Patuxent","Patuxent River Basin","Agriculture",21283.30114,11790.610479999999,11129.810890000001,10563.087799999999,9936.2706450000005,9154.2536880000007,8268.7121139999999,8557.9767659999998,6843.4206839999997]
["A24009XL0_5350_0000","24009","CALVERT","Patuxent","Patuxent River Basin","Forest",15198.426390000001,13115.271790000001,12782.702090000001,12882.44385,12901.29163,12911.953240000001,12534.420529999999,12815.905000000001,12838.040279999999]
["A24009XL0_5350_0000","24009","CALVERT","Patuxent","Patuxent River Basin","Non-Tidal Atm",3498.0349120000001,1802.4460449999999,1802.4460449999999,1802.4460449999999,1802.4460449999999,1802.4460449999999,1802.4460449999999,1802.446023,1802.446009]
["A24009XL0_5350_0000","24009","CALVERT","Patuxent","Patuxent River Basin","Septic",8657.9746090000008,16996.759770000001,17695.480469999999,18060.199219999999,18202.679690000001,18344.400389999999,16305.490229999999,13893.69875,11359.177610000001]
["A24009XL0_5350_0000","24009","CALVERT","Patuxent","Patuxent River Basin","Stormwater",14298.75556,15374.79227,15479.33006,14320.387070000001,14493.32077,14677.306479999999,16091.35181,12964.672979999999,11288.234930000001]
["A24009XL0_5350_0000","24009","CALVERT","Patuxent","Patuxent River Basin","Wastewater",0,6.0900301929999996,6.0900301929999996,6.0900301929999996,6.0900301929999996,6.0900301929999996,6.0900301929999996,6.087029405,6.0850288800000003]
["A24009XL3_4713_0000","24009","CALVERT","Patuxent","Patuxent River Basin","Agriculture",12578.447620000001,6968.2311680000003,6577.6301329999997,6242.9404519999998,5871.4511430000002,5410.3329979999999,4886.8506619999998,5057.7764289999996,4044.540626]
["A24009XL3_4713_0000","24009","CALVERT","Patuxent","Patuxent River Basin","Forest",6683.8750609999997,5709.6685180000004,5592.5165399999996,5659.969666,5672.3034969999999,5703.5240780000004,5841.1875909999999,5607.3208510000004,5617.1903920000004]
["A24009XL3_4713_0000","24009","CALVERT","Patuxent","Patuxent River Basin","Non-Tidal Atm",1501.255981,773.55810550000001,773.55810550000001,773.55810550000001,773.55810550000001,773.55810550000001,773.55810550000001,773.55810740000004,773.55810859999997]
["A24009XL3_4713_0000","24009","CALVERT","Patuxent","Patuxent River Basin","Septic",8248.2197269999997,11778.530269999999,12138.58008,12330.990229999999,12288.660159999999,12281.490229999999,13439.059569999999,9508.9155520000004,7755.8058659999997]
["A24009XL3_4713_0000","24009","CALVERT","Patuxent","Patuxent River Basin","Stormwater",9113.6259379999992,9693.2174610000002,9678.3973389999992,9014.2087100000008,9193.9891050000006,9143.6097719999998,8648.8599849999991,8086.339395,7024.9674320000004]
["A24009XL3_4713_0000","24009","CALVERT","Patuxent","Patuxent River Basin","Wastewater",0,0,0,0,0,0,0,0]
["A24009XL3_4950_0000","24009","CALVERT","Patuxent","Patuxent River Basin","Agriculture",65776.606299999999,36439.355369999997,34396.746059999998,32645.87228,30658.563839999999,28291.864160000001,25554.54392,26448.68115,21149.97121]
["A24009XL3_4950_0000","24009","CALVERT","Patuxent","Patuxent River Basin","Forest",18017.897819999998,16296.17785,16053.98432,16321.57422,16467.660650000002,16581.335330000002,16843.851620000001,16098.38524,16127.985849999999]
["A24009XL3_4950_0000","24009","CALVERT","Patuxent","Patuxent River Basin","Non-Tidal Atm",1813.2619629999999,934.32659909999995,934.32659909999995,934.32659909999995,934.32659909999995,934.32659909999995,934.32659909999995,934.32660439999995,934.3266079]
["A24009XL3_4950_0000","24009","CALVERT","Patuxent","Patuxent River Basin","Septic",19909.660159999999,32716.990229999999,33659.359380000002,34151.910159999999,34230.410159999999,34311.960939999997,33189.539060000003,26354.344300000001,21484.33425]
["A24009XL3_4950_0000","24009","CALVERT","Patuxent","Patuxent River Basin","Stormwater",26175.946540000001,30579.266769999998,30544.18015,28497.602029999998,28569.239079999999,28923.593720000001,27500.384529999999,25600.61133,22304.898789999999]
["A24009XL3_4950_0000","24009","CALVERT","Patuxent","Patuxent River Basin","Wastewater",493.7862854,1067.16608,685.03235199999995,835.35632659999999,544.58905360000006,850.28461030000005,893.36535979999996,803.36156459999995,882.24770639999997]
["A24009XL3_4951_0000","24009","CALVERT","Patuxent","Patuxent River Basin","Agriculture",15396.86176,8529.6923590000006,8051.5286640000004,7483.6672719999997,7055.1065829999998,6495.0323989999997,5868.1206910000001,6191.0648760000004,4950.7556839999997]
["A24009XL3_4951_0000","24009","CALVERT","Patuxent","Patuxent River Basin","Forest",10809.759830000001,9179.8269049999999,8982.6010740000002,9058.7087090000005,9085.9751899999992,9110.2810669999999,9212.0018920000002,9006.0045480000008,9021.6068639999994]
["A24009XL3_4951_0000","24009","CALVERT","Patuxent","Patuxent River Basin","Non-Tidal Atm",469.8244019,242.08819579999999,242.08819579999999,242.08819579999999,242.08819579999999,242.08819579999999,242.08819579999999,242.08819779999999,242.08819919999999]
["A24009XL3_4951_0000","24009","CALVERT","Patuxent","Patuxent River Basin","Septic",0,14519.059569999999,15104.66992,15408.740229999999,15444.030269999999,15499.530269999999,15778.87012,11856.778329999999,9691.5172760000005]
["A24009XL3_4951_0000","24009","CALVERT","Patuxent","Patuxent River Basin","Stormwater",9558.6496580000003,11060.029630000001,11021.18836,10231.631170000001,10342.680050000001,10372.573700000001,9890.305934,9207.2723440000009,7997.995003]
["A24009XL3_4951_0000","24009","CALVERT","Patuxent","Patuxent River Basin","Wastewater",0,0,3639.1440429999998,3639.1440429999998,3639.1440429999998,3639.1440429999998,1.213127971,1456.3848969999999,1.21213288]
["A24009XL3_4952_0000","24009","CALVERT","Patuxent","Patuxent River Basin","Agriculture",11012.9712,6100.9566169999998,5787.4302170000001,5494.2069799999999,5155.6314849999999,4757.3135439999996,4298.769695,4489.3595089999999,3623.9790360000002]
["A24009XL3_4952_0000","24009","CALVERT","Patuxent","Patuxent River Basin","Forest",1707.144867,1879.772766,1887.019219,1918.5031429999999,1944.3046569999999,1973.6908559999999,2108.3384179999998,1892.4914719999999,1896.139641]
["A24009XL3_4952_0000","24009","CALVERT","Patuxent","Patuxent River Basin","Non-Tidal Atm",444.14300539999999,228.8553009,228.8553009,228.8553009,228.8553009,228.8553009,228.8553009,228.85530170000001,228.85530220000001]
["A24009XL3_4952_0000","24009","CALVERT","Patuxent","Patuxent River Basin","Septic",0,2103.7319339999999,2205.2141109999998,2253.1069339999999,2253.1040039999998,2267.429932,2274.5891109999998,1732.3485929999999,1417.104914]
["A24009XL3_4952_0000","24009","CALVERT","Patuxent","Patuxent River Basin","Stormwater",1477.7353820000001,1953.721558,1955.817794,1840.470333,1869.3734509999999,1870.396641,1393.8499139999999,1645.7359369999999,1439.0146990000001]
["A24009XL3_4952_0000","24009","CALVERT","Patuxent","Patuxent River Basin","Wastewater",0,0,0,0,0,0,0,0]
["A24011EL0_4591_0000","24011","CAROLINE","Lower Eastern Shore","Eastern Shore of Chesapeake Bay","Agriculture",198298.78219999999,168732.03829999999,161033.6379,161659.5625,155198.92060000001,154094.81299999999,149682.5073,133641.22200000001,115379.6115]
["A24011EL0_4591_0000","24011","CAROLINE","Lower Eastern Shore","Eastern Shore of Chesapeake Bay","Forest",9559.6251830000001,8131.4333189999998,8217.217713,8353.0304560000004,8377.3345950000003,8377.9062809999996,8501.4183049999992,8270.9615479999993,8306.7907709999999]
["A24011EL0_4591_0000","24011","CAROLINE","Lower Eastern Shore","Eastern Shore of Chesapeake Bay","Non-Tidal Atm",841.015625,593.16821289999996,593.16821289999996,593.16821289999996,593.16821289999996,593.16821289999996,593.16821289999996,593.16821119999997,593.16821010000001]
["A24011EL0_4591_0000","24011","CAROLINE","Lower Eastern Shore","Eastern Shore of Chesapeake Bay","Septic",6315.7919920000004,6963.8540039999998,6966.7021480000003,6976.1259769999997,7013.7041019999997,7037.4208980000003,7709.9448240000002,5208.4310720000003,4036.2503539999998]
["A24011EL0_4591_0000","24011","CAROLINE","Lower Eastern Shore","Eastern Shore of Chesapeake Bay","Stormwater",16586.65568,22064.66732,16327.714379999999,16628.27349,16633.216950000002,22234.780579999999,20411.767889999999,13709.117490000001,11963.38623]
["A24011EL0_4591_0000","24011","CAROLINE","Lower Eastern Shore","Eastern Shore of Chesapeake Bay","Wastewater",33990.639649999997,25794.579549999999,17473.488399999998,8420.6290289999997,3871.2391360000001,4122.2139900000002,2267.9649720000002,18187.432720000001,18663.39561]
["A24011EL2_4590_0001","24011","CAROLINE","Lower Eastern Shore","Eastern Shore of Chesapeake Bay","Agriculture",195846.04939999999,166644.96109999999,159042.42249999999,159660.0889,153449.7334,152188.93239999999,147832.04250000001,143978.44469999999,133935.7928]
["A24011EL2_4590_0001","24011","CAROLINE","Lower Eastern Shore","Eastern Shore of Chesapeake Bay","Forest",16514.015380000001,14813.16749,14810.22992,15147.415650000001,15179.30999,15214.40357,15275.476930000001,14972.597519999999,15080.84258]
["A24011EL2_4590_0001","24011","CAROLINE","Lower Eastern Shore","Eastern Shore of Chesapeake Bay","Non-Tidal Atm",606.77380370000003,427.95748900000001,427.95748900000001,427.95748900000001,427.95748900000001,427.95748900000001,427.95748900000001,427.95751130000002,427.95752620000002]
["A24011EL2_4590_0001","24011","CAROLINE","Lower Eastern Shore","Eastern Shore of Chesapeake Bay","Septic",0,2149.7150879999999,2207.2810060000002,2241.2089839999999,2277.951904,2314.6840820000002,2417.2089839999999,1775.2936119999999,1487.3020160000001]
["A24011EL2_4590_0001","24011","CAROLINE","Lower Eastern Shore","Eastern Shore of Chesapeake Bay","Stormwater",6624.3661380000003,7243.6688610000001,6872.3076959999999,6876.5392650000003,6993.9740339999998,7087.713017,6118.1621130000003,6047.6360860000004,5497.855012]
["A24011EL2_4590_0001","24011","CAROLINE","Lower Eastern Shore","Eastern Shore of Chesapeake Bay","Wastewater",0,4.7481718060000002,4.7481718060000002,4.7481718060000002,4.7481718060000002,4.7481718060000002,4.7481718060000002,4.7458322099999997,4.7442724800000002]
["A24011EL2_4630_0000","24011","CAROLINE","Lower Eastern Shore","Eastern Shore of Chesapeake Bay","Agriculture",5789.7990540000001,4925.8491569999996,4701.8069569999998,4719.742139,4526.249589,4498.4547160000002,4370.0694130000002,3901.9754619999999,3368.754465]
["A24011EL2_4630_0000","24011","CAROLINE","Lower Eastern Shore","Eastern Shore of Chesapeake Bay","Forest",281.65387149999998,253.71760180000001,255.2508631,261.83458899999999,262.79761889999997,264.49264529999999,262.21849539999999,257.00952430000001,258.18196519999998]
["A24011EL2_4630_0000","24011","CAROLINE","Lower Eastern Shore","Eastern Shore of Chesapeake Bay","Non-Tidal Atm",0,0,0,0,0,0,0,0,0]
["A24011EL2_4630_0000","24011","CAROLINE","Lower Eastern Shore","Eastern Shore of Chesapeake Bay","Septic",0,54.342231750000003,53.626918789999998,53.360118870000001,54.163639070000002,54.970829010000003,32.030628200000002,39.960019490000001,30.848753290000001]
["A24011EL2_4630_0000","24011","CAROLINE","Lower Eastern Shore","Eastern Shore of Chesapeake Bay","Stormwater",166.88397979999999,159.81605149999999,154.92423249999999,152.6733208,154.56417039999999,154.57522560000001,146.39896769999999,127.4158501,109.0769284]
["A24011EL2_4630_0000","24011","CAROLINE","Lower Eastern Shore","Eastern Shore of Chesapeake Bay","Wastewater",0,0,0,0,0,0,0,0]
["A24011EM0_4322_0000","24011","CAROLINE","Choptank","Eastern Shore of Chesapeake Bay","Agriculture",124560.8716,106585.6188,95746.276379999996,96270.491299999994,92771.860879999993,91988.318039999998,89255.976680000007,74724.325700000001,60709.691910000001]
["A24011EM0_4322_0000","24011","CAROLINE","Choptank","Eastern Shore of Chesapeake Bay","Forest",2939.266662,2270.0499110000001,2347.736054,2384.2681510000002,2415.8919609999998,2421.3914100000002,2554.689926,2359.5630809999998,2367.4477649999999]
["A24011EM0_4322_0000","24011","CAROLINE","Choptank","Eastern Shore of Chesapeake Bay","Non-Tidal Atm",405.86090089999999,286.25369260000002,286.25369260000002,286.25369260000002,286.25369260000002,286.25369260000002,286.25369260000002,286.25369660000001,286.25369920000003]
["A24011EM0_4322_0000","24011","CAROLINE","Choptank","Eastern Shore of Chesapeake Bay","Septic",2293.8811040000001,2646.4938959999999,2694.326904,2724.6860350000002,2758.8549800000001,2784.110107,2924.8020019999999,1974.4980310000001,1494.6121149999999]
["A24011EM0_4322_0000","24011","CAROLINE","Choptank","Eastern Shore of Chesapeake Bay","Stormwater",8706.9386520000007,9348.3226780000005,9068.6015169999991,9176.2711789999994,9072.5265340000005,9246.163681,8234.1082150000002,7400.0407519999999,6287.6669080000001]
["A24011EM0_4322_0000","24011","CAROLINE","Choptank","Eastern Shore of Chesapeake Bay","Wastewater",5212.1879879999997,2677.790039,1204.223999,3508.5229490000002,1888.2669679999999,2104.4838869999999,1379.246948,2574.756202,3488.4443369999999]
["A24011EM0_4323_0000","24011","CAROLINE","Choptank","Eastern Shore of Chesapeake Bay","Agriculture",72183.982569999993,61767.300230000001,55485.583270000003,55789.828759999997,53710.241560000002,53307.861449999997,51724.545209999997,43303.923150000002,35182.816400000003]
["A24011EM0_4323_0000","24011","CAROLINE","Choptank","Eastern Shore of Chesapeake Bay","Forest",2198.5616610000002,1712.6628880000001,1746.4584580000001,1780.5212329999999,1782.484909,1781.8310160000001,1722.40525,1755.529354,1761.5766180000001]
["A24011EM0_4323_0000","24011","CAROLINE","Choptank","Eastern Shore of Chesapeake Bay","Non-Tidal Atm",648.54589840000006,457.41931149999999,457.41931149999999,457.41931149999999,457.41931149999999,457.41931149999999,457.41931149999999,457.41931410000001,457.41931590000002]
["A24011EM0_4323_0000","24011","CAROLINE","Choptank","Eastern Shore of Chesapeake Bay","Septic",1859.4449460000001,2480.7490229999999,2525.913086,2552.7548830000001,2592.9990229999999,2628.8491210000002,2890.0090329999998,1850.5474670000001,1400.303721]
["A24011EM0_4323_0000","24011","CAROLINE","Choptank","Eastern Shore of Chesapeake Bay","Stormwater",4003.570115,4799.0414700000001,4673.34969,4698.5764310000004,4770.681106,4898.0936730000003,4823.3002239999996,3793.9122729999999,3207.6206619999998]
["A24011EM0_4323_0000","24011","CAROLINE","Choptank","Eastern Shore of Chesapeake Bay","Wastewater",0,2438.4440920000002,2438.4440920000002,2438.4440920000002,2438.4440920000002,2438.4440920000002,6.0900301929999996,979.02865410000004,6.0850288800000003]
["A24011EM0_4324_0000","24011","CAROLINE","Choptank","Eastern Shore of Chesapeake Bay","Agriculture",89832.915609999996,76868.822339999999,73959.894499999995,74286.516789999994,71173.006460000004,70706.642609999995,68704.044710000002,60079.422299999998,50825.774169999997]
["A24011EM0_4324_0000","24011","CAROLINE","Choptank","Eastern Shore of Chesapeake Bay","Forest",4159.2259219999996,3512.5366819999999,3538.5974580000002,3612.6235200000001,3616.620758,3622.2227480000001,3705.6451120000002,3557.295462,3569.7607979999998]
["A24011EM0_4324_0000","24011","CAROLINE","Choptank","Eastern Shore of Chesapeake Bay","Non-Tidal Atm",192.469696,135.74890139999999,135.74890139999999,135.74890139999999,135.74890139999999,135.74890139999999,135.74890139999999,135.74890500000001,135.74890740000001]
["A24011EM0_4324_0000","24011","CAROLINE","Choptank","Eastern Shore of Chesapeake Bay","Septic",0,2522.0900879999999,2561.1740719999998,2585.0529790000001,2627.9799800000001,2658.6320799999999,2957.501953,1875.2802919999999,1418.0177719999999]
["A24011EM0_4324_0000","24011","CAROLINE","Choptank","Eastern Shore of Chesapeake Bay","Stormwater",4500.6481809999996,5168.5104959999999,5048.5865910000002,5090.1466019999998,5167.1607629999999,5297.2934839999998,4542.3158700000004,4109.6075440000004,3483.621513]
["A24011EM0_4324_0000","24011","CAROLINE","Choptank","Eastern Shore of Chesapeake Bay","Wastewater",0,0,0,0,0,0,0,0]
["A24011EM0_4327_0000","24011","CAROLINE","Choptank","Eastern Shore of Chesapeake Bay","Agriculture",74071.011060000004,63382.843849999997,60983.29939,61252.845370000003,58723.029929999997,58301.555030000003,56650.30386,49538.139519999997,41908.032930000001]
["A24011EM0_4327_0000","24011","CAROLINE","Choptank","Eastern Shore of Chesapeake Bay","Forest",3536.5758970000002,2965.6945040000001,2984.1853179999998,3047.1078649999999,3049.7814490000001,3052.4360660000002,2967.5435940000002,2999.9787679999999,3010.5077339999998]
["A24011EM0_4327_0000","24011","CAROLINE","Choptank","Eastern Shore of Chesapeake Bay","Non-Tidal Atm",355.64569089999998,250.8368988,250.8368988,250.8368988,250.8368988,250.8368988,250.8368988,250.8368998,250.83690039999999]
["A24011EM0_4327_0000","24011","CAROLINE","Choptank","Eastern Shore of Chesapeake Bay","Septic",0,2344.6440429999998,2382.3259280000002,2405.1840820000002,2441.9250489999999,2487.6179200000001,2679.0969239999999,1744.546235,1319.3597729999999]
["A24011EM0_4327_0000","24011","CAROLINE","Choptank","Eastern Shore of Chesapeake Bay","Stormwater",3419.9720299999999,4168.6756249999999,4069.0114939999999,4089.909302,4163.2839359999998,4268.7451940000001,4355.3241349999998,3305.294484,2796.1498099999999]
["A24011EM0_4327_0000","24011","CAROLINE","Choptank","Eastern Shore of Chesapeake Bay","Wastewater",0,0,0,0,0,0,0,0]
["A24011EM2_3980_0001","24011","CAROLINE","Choptank","Eastern Shore of Chesapeake Bay","Agriculture",124926.4804,106897.7316,101186.4232,101657.4292,97755.029490000001,96846.240990000006,94073.231719999996,97927.140270000004,95754.284969999993]
["A24011EM2_3980_0001","24011","CAROLINE","Choptank","Eastern Shore of Chesapeake Bay","Forest",9773.1871339999998,8659.7076419999994,8664.7944040000002,8853.6644589999996,8874.9814449999994,8888.0477300000002,8825.7495729999991,8788.9874,8871.7827309999993]
["A24011EM2_3980_0001","24011","CAROLINE","Choptank","Eastern Shore of Chesapeake Bay","Non-Tidal Atm",347.25839230000003,244.921402,244.921402,244.921402,244.921402,244.921402,244.921402,244.92136379999999,244.9213383]
["A24011EM2_3980_0001","24011","CAROLINE","Choptank","Eastern Shore of Chesapeake Bay","Septic",2196.5349120000001,2591.3310550000001,2619.3120119999999,2636.7700199999999,2669.7060550000001,2699.6389159999999,4711.0878910000001,2209.5522369999999,1936.3790530000001]
["A24011EM2_3980_0001","24011","CAROLINE","Choptank","Eastern Shore of Chesapeake Bay","Stormwater",7503.7854770000004,7731.6110989999997,7507.7153740000003,7523.6961819999997,7596.8238369999999,7721.6057119999996,7481.3625179999999,6934.1395039999998,6551.7555920000004]
["A24011EM2_3980_0001","24011","CAROLINE","Choptank","Eastern Shore of Chesapeake Bay","Wastewater",30.356330870000001,984.60475350000002,842.788949,243.03190620000001,284.23822030000002,285.16891479999998,294.4736499,618.19046809999998,468.45814760000002]
["A24011EM2_4100_0001","24011","CAROLINE","Choptank","Eastern Shore of Chesapeake Bay","Agriculture",191936.73819999999,164237.9368,155462.51370000001,156187.11550000001,149781.28899999999,148794.2709,144534.36110000001,139784.51550000001,129332.51669999999]
["A24011EM2_4100_0001","24011","CAROLINE","Choptank","Eastern Shore of Chesapeake Bay","Forest",12130.74048,10616.28918,10637.74091,10884.12586,10898.56415,10910.00647,10677.558230000001,10750.56236,10825.77666]
["A24011EM2_4100_0001","24011","CAROLINE","Choptank","Eastern Shore of Chesapeake Bay","Non-Tidal Atm",1073.9589840000001,757.46362299999998,757.46362299999998,757.46362299999998,757.46362299999998,757.46362299999998,757.46362299999998,757.46365409999999,757.4636749]
["A24011EM2_4100_0001","24011","CAROLINE","Choptank","Eastern Shore of Chesapeake Bay","Septic",2544.6489259999998,3462.125,3533.9221189999998,3574.4460450000001,3639.2639159999999,3706.7141109999998,4620.2319340000004,2821.5712979999998,2346.6707500000002]
["A24011EM2_4100_0001","24011","CAROLINE","Choptank","Eastern Shore of Chesapeake Bay","Stormwater",8297.1097100000006,9433.7539830000005,9163.6295630000004,9129.2483749999992,9264.5803319999995,9629.777779,10005.11211,8027.0292170000002,7269.2956519999998]
["A24011EM2_4100_0001","24011","CAROLINE","Choptank","Eastern Shore of Chesapeake Bay","Wastewater",6258.8349609999996,3811.6347350000001,5645.0048829999996,1792.069092,776.69610599999999,134.97509769999999,29.39909935,4553.4011119999996,3825.6652650000001]
["A24011EM2_4101_0000","24011","CAROLINE","Choptank","Eastern Shore of Chesapeake Bay","Agriculture",195974.04149999999,167692.73190000001,150640.23259999999,151464.7445,146609.86300000001,144726.87169999999,140430.18479999999,117565.92570000001,95516.387820000004]
["A24011EM2_4101_0000","24011","CAROLINE","Choptank","Eastern Shore of Chesapeake Bay","Forest",6723.7788700000001,5584.2273560000003,5668.4238429999996,5789.6669620000002,5806.7165530000002,5813.2505799999999,5727.8270869999997,5698.3503529999998,5718.301359]
["A24011EM2_4101_0000","24011","CAROLINE","Choptank","Eastern Shore of Chesapeake Bay","Non-Tidal Atm",292.90020750000002,206.58250430000001,206.58250430000001,206.58250430000001,206.58250430000001,206.58250430000001,206.58250430000001,206.58250559999999,206.5825064]
["A24011EM2_4101_0000","24011","CAROLINE","Choptank","Eastern Shore of Chesapeake Bay","Septic",0,6037.1201170000004,6148.6909180000002,6201.2412109999996,6279.2729490000002,6345.216797,6453.1337890000004,4506.3998460000003,3411.5391319999999]
["A24011EM2_4101_0000","24011","CAROLINE","Choptank","Eastern Shore of Chesapeake Bay","Stormwater",10493.515310000001,11651.528389999999,11364.50237,11419.77103,11630.915950000001,11847.16382,11426.91123,9240.6600949999993,7824.7652429999998]
["A24011EM2_4101_0000","24011","CAROLINE","Choptank","Eastern Shore of Chesapeake Bay","Wastewater",0,0,6.0900301929999996,6.0900301929999996,6.0900301929999996,6.0900301929999996,0,6.087029405,6.0850288800000003]
["A24011EM3_4320_0000","24011","CAROLINE","Choptank","Eastern Shore of Chesapeake Bay","Agriculture",295697.01939999999,253022.93410000001,239505.59160000001,240620.55790000001,230751.29329999999,229232.19089999999,222669.38149999999,192549.71489999999,161245.7971]
["A24011EM3_4320_0000","24011","CAROLINE","Choptank","Eastern Shore of Chesapeake Bay","Forest",14314.023069999999,11461.367249999999,11511.012940000001,11687.29962,11682.85737,11641.14935,12267.769840000001,11569.668879999999,11608.77284]
["A24011EM3_4320_0000","24011","CAROLINE","Choptank","Eastern Shore of Chesapeake Bay","Non-Tidal Atm",539.7619019,380.6940002,380.6940002,380.6940002,380.6940002,380.6940002,380.6940002,380.69399879999997,380.6939979]
["A24011EM3_4320_0000","24011","CAROLINE","Choptank","Eastern Shore of Chesapeake Bay","Septic",4891.0170900000003,7888.3442379999997,8239.4394530000009,8430.9267579999996,8663.1679690000001,8889.6337889999995,9965.1572269999997,6070.5125410000001,4624.5612659999997]
["A24011EM3_4320_0000","24011","CAROLINE","Choptank","Eastern Shore of Chesapeake Bay","Stormwater",17202.395189999999,22450.424129999999,21994.537059999999,22459.064310000002,22771.98645,23649.373299999999,19333.556489999999,18070.825489999999,15455.01777]
["A24011EM3_4320_0000","24011","CAROLINE","Choptank","Eastern Shore of Chesapeake Bay","Wastewater",4385.7719729999999,12151.33008,11493.349609999999,13140.589840000001,9640.2041019999997,8936.8378909999992,10305.660159999999,6643.9561640000002,3411.0272]
["A24011EM3_4321_0000","24011","CAROLINE","Choptank","Eastern Shore of Chesapeake Bay","Agriculture",219889.16140000001,188155.11739999999,169020.9552,169946.8867,163602.53039999999,162386.52559999999,157565.66889999999,131911.07060000001,107171.1476]
["A24011EM3_4321_0000","24011","CAROLINE","Choptank","Eastern Shore of Chesapeake Bay","Forest",10560.601070000001,8756.9181210000006,8858.3298030000005,8992.406524,8999.2633060000007,8999.3092660000002,8377.6429740000003,8903.2817149999992,8933.2496570000003]
["A24011EM3_4321_0000","24011","CAROLINE","Choptank","Eastern Shore of Chesapeake Bay","Non-Tidal Atm",740.60388179999995,522.34790039999996,522.34790039999996,522.34790039999996,522.34790039999996,522.34790039999996,522.34790039999996,522.34789709999995,522.34789490000003]
["A24011EM3_4321_0000","24011","CAROLINE","Choptank","Eastern Shore of Chesapeake Bay","Septic",8254.8691409999992,11100.389649999999,11230.099609999999,11306.940430000001,11460.62988,11594.139649999999,12682.400390000001,8216.4640870000003,6207.3737389999997]
["A24011EM3_4321_0000","24011","CAROLINE","Choptank","Eastern Shore of Chesapeake Bay","Stormwater",26600.200970000002,26666.319230000001,25865.55185,26073.165369999999,26274.187559999998,26788.948469999999,28690.84591,21100.718349999999,17924.162680000001]
["A24011EM3_4321_0000","24011","CAROLINE","Choptank","Eastern Shore of Chesapeake Bay","Wastewater",373.08288570000002,80.163230420000005,74.114334099999994,59.410529140000001,98.97110653,104.07612520000001,105.8129649,115.3884608,142.9045452]
["A24011EM3_4325_0000","24011","CAROLINE","Choptank","Eastern Shore of Chesapeake Bay","Agriculture",354576.06770000001,303407.53730000003,272552.02990000002,274043.71279999998,264952.772,261854.75030000001,254078.83369999999,212710.3199,172815.84659999999]
["A24011EM3_4325_0000","24011","CAROLINE","Choptank","Eastern Shore of Chesapeake Bay","Forest",23223.739249999999,19689.693599999999,19676.800230000001,20041.630249999998,20058.453740000001,20015.520509999998,19298.932130000001,19779.564679999999,19848.07431]
["A24011EM3_4325_0000","24011","CAROLINE","Choptank","Eastern Shore of Chesapeake Bay","Non-Tidal Atm",1983.3039550000001,1398.823975,1398.823975,1398.823975,1398.823975,1398.823975,1398.823975,1398.823967,1398.8239619999999]
["A24011EM3_4325_0000","24011","CAROLINE","Choptank","Eastern Shore of Chesapeake Bay","Septic",9062.0224610000005,12328.969730000001,12736.450199999999,12911.349609999999,13121.549800000001,13304.26953,14838.610350000001,9359.8977610000002,7108.8628019999996]
["A24011EM3_4325_0000","24011","CAROLINE","Choptank","Eastern Shore of Chesapeake Bay","Stormwater",20392.259549999999,24752.911220000002,24445.420880000001,24858.02434,25273.49352,26110.629690000002,27946.517739999999,20061.36248,17138.656879999999]
["A24011EM3_4325_0000","24011","CAROLINE","Choptank","Eastern Shore of Chesapeake Bay","Wastewater",18151.82934,8077.5710449999997,21543.176029999999,12715.56372,10126.43677,9969.2038570000004,3196.2491519999999,15943.873519999999,12211.00518]
["A24011EM4_4740_0000","24011","CAROLINE","Choptank","Eastern Shore of Chesapeake Bay","Agriculture",109708.35490000001,93877.001319999996,90324.356280000007,90722.891969999997,86912.435960000003,86351.504050000003,83906.1872,73372.183260000005,62070.73459]
["A24011EM4_4740_0000","24011","CAROLINE","Choptank","Eastern Shore of Chesapeake Bay","Forest",9427.8295899999994,8098.1994329999998,8087.7478950000004,8236.5711670000001,8209.229249,8229.9953310000001,8221.3521729999993,8130.0350490000001,8158.2264859999996]
["A24011EM4_4740_0000","24011","CAROLINE","Choptank","Eastern Shore of Chesapeake Bay","Non-Tidal Atm",3355.7089839999999,2366.7810060000002,2366.7810060000002,2366.7810060000002,2366.7810060000002,2366.7810060000002,2366.7810060000002,2366.7810009999998,2366.7809980000002]
["A24011EM4_4740_0000","24011","CAROLINE","Choptank","Eastern Shore of Chesapeake Bay","Septic",0,5445.0400390000004,5553.0380859999996,5605.25,5695.826172,5787.3818359999996,6277.1928710000002,4069.0086139999999,3079.655632]
["A24011EM4_4740_0000","24011","CAROLINE","Choptank","Eastern Shore of Chesapeake Bay","Stormwater",7616.2480009999999,8896.5183219999999,8697.2766840000004,8846.5581660000007,9219.3435050000007,9234.0505069999999,8707.8557770000007,7118.9833669999998,6066.7878229999997]
["A24011EM4_4740_0000","24011","CAROLINE","Choptank","Eastern Shore of Chesapeake Bay","Wastewater",0,0,0,0,0,0,0,0]
["A24013PM1_3120_3400","24013","CARROLL","Upper Potomac","Potomac River Basin","Agriculture",484701.91029999999,353857.63020000001,327507.42050000001,314632.70140000002,307098.20890000003,300722.95030000003,272970.64620000002,306051.9779,291748.34960000002]
["A24013PM1_3120_3400","24013","CARROLL","Upper Potomac","Potomac River Basin","Forest",37144.779779999997,38016.503660000002,38577.534910000002,38379.257080000003,38832.541989999998,39270.376349999999,38186.472900000001,38611.904410000003,38634.817419999999]
["A24013PM1_3120_3400","24013","CARROLL","Upper Potomac","Potomac River Basin","Non-Tidal Atm",101.5044022,58.713359830000002,58.713359830000002,58.713359830000002,58.713359830000002,58.713359830000002,58.713359830000002,58.713361319999997,58.713362310000001]
["A24013PM1_3120_3400","24013","CARROLL","Upper Potomac","Potomac River Basin","Septic",7286.326172,10165.389649999999,10356.70996,10453.259770000001,10524.030269999999,10594.030269999999,10472.37012,9112.6853449999999,8283.3356010000007]
["A24013PM1_3120_3400","24013","CARROLL","Upper Potomac","Potomac River Basin","Stormwater",43720.808109999998,48699.048470000002,48083.761850000003,46908.123290000003,46754.131829999998,47304.443120000004,51521.133070000003,45528.143819999998,43824.398459999997]
["A24013PM1_3120_3400","24013","CARROLL","Upper Potomac","Potomac River Basin","Wastewater",0,1970.8230129999999,1941.3043130000001,1942.7862319999999,1950.687835,1936.8370130000001,106.3893204,938.63964450000003,270.19653199999999]
["A24013PM1_3450_3400","24013","CARROLL","Upper Potomac","Potomac River Basin","Agriculture",273546.00709999999,199702.7507,184831.84419999999,177565.93109999999,173809.00719999999,170318.2494,154580.86749999999,172723.25150000001,164650.85639999999]
["A24013PM1_3450_3400","24013","CARROLL","Upper Potomac","Potomac River Basin","Forest",13580.23278,14031.96631,14325.149590000001,14377.60498,14684.11573,14869.15228,15864.815919999999,14341.856030000001,14352.99365]
["A24013PM1_3450_3400","24013","CARROLL","Upper Potomac","Potomac River Basin","Non-Tidal Atm",54.842411040000002,31.72260094,31.72260094,31.72260094,31.72260094,31.72260094,31.72260094,31.72260108,31.722601170000001]
["A24013PM1_3450_3400","24013","CARROLL","Upper Potomac","Potomac River Basin","Septic",3923.9279790000001,5247.7729490000002,5382.6547849999997,5452.2329099999997,5478.2309569999998,5504.2241210000002,5774.2958980000003,4744.912593,4319.7511320000003]
["A24013PM1_3450_3400","24013","CARROLL","Upper Potomac","Potomac River Basin","Stormwater",47282.369140000003,46988.396240000002,46524.607179999999,45138.628479999999,44604.279479999997,45027.686650000003,42307.560299999997,43801.190699999999,41985.579720000002]
["A24013PM1_3450_3400","24013","CARROLL","Upper Potomac","Potomac River Basin","Wastewater",35875.501459999999,25945.789059999999,27908.720700000002,28099.599610000001,24841.050780000001,25008.1289,19540.784729999999,24062.447049999999,21498.264609999998]
["A24013PM1_3710_4040","24013","CARROLL","Upper Potomac","Potomac River Basin","Agriculture",37242.605960000001,27188.920180000001,25164.398270000002,24175.239870000001,23642.290590000001,23188.436969999999,21045.743330000001,23515.915349999999,22416.926739999999]
["A24013PM1_3710_4040","24013","CARROLL","Upper Potomac","Potomac River Basin","Forest",6414.8580929999998,4869.7917479999996,4786.3434749999997,4768.3551479999996,4719.8489989999998,4757.1419370000003,4972.7380830000002,4790.7531779999999,4793.6929799999998]
["A24013PM1_3710_4040","24013","CARROLL","Upper Potomac","Potomac River Basin","Non-Tidal Atm",5.8426542279999998,3.379576921,3.379576921,3.379576921,3.379576921,3.379576921,3.379576921,3.3795772319999999,3.3795774399999998]
["A24013PM1_3710_4040","24013","CARROLL","Upper Potomac","Potomac River Basin","Septic",1624.401001,3032.1879880000001,3086.2089839999999,3114.826904,3147.1770019999999,3180.748047,3215.7890630000002,2715.1948090000001,2467.8520250000001]
["A24013PM1_3710_4040","24013","CARROLL","Upper Potomac","Potomac River Basin","Stormwater",12578.784180000001,14872.85132,14568.632809999999,13847.578519999999,14173.50043,14065.002200000001,13350.97632,13630.82893,13005.62635]
["A24013PM1_3710_4040","24013","CARROLL","Upper Potomac","Potomac River Basin","Wastewater",0,0,0,0,0,0,0,0]
["A24013PM2_2860_3040","24013","CARROLL","Upper Potomac","Potomac River Basin","Agriculture",20591.563610000001,15136.242319999999,14243.367910000001,13736.42361,13379.090889999999,13128.607309999999,11939.41468,13423.997380000001,12877.75036]
["A24013PM2_2860_3040","24013","CARROLL","Upper Potomac","Potomac River Basin","Forest",851.36238860000003,1108.5506439999999,1148.4474640000001,1151.8476370000001,1176.285629,1197.0603369999999,1221.6174120000001,1149.8136179999999,1150.724387]
["A24013PM2_2860_3040","24013","CARROLL","Upper Potomac","Potomac River Basin","Non-Tidal Atm",151.37959290000001,87.562812809999997,87.562812809999997,87.562812809999997,87.562812809999997,87.562812809999997,87.562812809999997,87.562812309999998,87.562811969999998]
["A24013PM2_2860_3040","24013","CARROLL","Upper Potomac","Potomac River Basin","Septic",0,205.3887024,204.6219025,204.30369569999999,203.3475952,202.34320070000001,219.24800110000001,178.9703279,161.8692782]
["A24013PM2_2860_3040","24013","CARROLL","Upper Potomac","Potomac River Basin","Stormwater",1475.9991,1348.5574120000001,1318.9386480000001,1279.6274109999999,1276.108665,1272.3645630000001,1231.434231,1236.2046800000001,1181.048702]
["A24013PM2_2860_3040","24013","CARROLL","Upper Potomac","Potomac River Basin","Wastewater",0,27.021879200000001,27.021879200000001,27.021879200000001,27.021879200000001,27.021879200000001,0.11829429900000001,10.859407640000001,8.4426605000000002E-2]
["A24013PM2_3400_3340","24013","CARROLL","Upper Potomac","Potomac River Basin","Agriculture",11601.80632,8528.1251389999998,8025.0103259999996,7739.0171780000001,7526.8221679999997,7396.9002209999999,6726.8609029999998,7563.1982090000001,7255.3234640000001]
["A24013PM2_3400_3340","24013","CARROLL","Upper Potomac","Potomac River Basin","Forest",522.01998140000001,662.59418479999999,689.13454060000004,689.4539413,703.16046530000006,714.56772609999996,717.40821080000001,689.89784680000002,690.40671759999998]
["A24013PM2_3400_3340","24013","CARROLL","Upper Potomac","Potomac River Basin","Non-Tidal Atm",0,0,0,0,0,0,0,0,0]
["A24013PM2_3400_3340","24013","CARROLL","Upper Potomac","Potomac River Basin","Septic",0,140.1531067,141.14079280000001,141.6797028,140.96240230000001,140.06809999999999,154.2326965,123.8075652,112.2520801]
["A24013PM2_3400_3340","24013","CARROLL","Upper Potomac","Potomac River Basin","Stormwater",583.43037519999996,620.32106020000003,564.20972640000002,552.90971760000002,547.65657050000004,550.47128299999997,549.86418149999997,531.90200540000001,510.36352470000003]
["A24013PM2_3400_3340","24013","CARROLL","Upper Potomac","Potomac River Basin","Wastewater",0,0,0,0,0,0,0,0]
["A24013PM3_3040_3340","24013","CARROLL","Upper Potomac","Potomac River Basin","Agriculture",218805.76670000001,160835.00949999999,151346.96059999999,145960.57440000001,142157.5545,139501.35569999999,126866.56230000001,142641.4296,136837.74220000001]
["A24013PM3_3040_3340","24013","CARROLL","Upper Potomac","Potomac River Basin","Forest",11637.38427,12410.38428,12644.80164,12619.59168,12850.091249999999,13007.315919999999,14010.68958,12657.28082,12665.600280000001]
["A24013PM3_3040_3340","24013","CARROLL","Upper Potomac","Potomac River Basin","Non-Tidal Atm",1046.980957,605.60729979999996,605.60729979999996,605.60729979999996,605.60729979999996,605.60729979999996,605.60729979999996,605.60729070000002,605.60728470000004]
["A24013PM3_3040_3340","24013","CARROLL","Upper Potomac","Potomac River Basin","Septic",1731.3360600000001,2455.3540039999998,2513.705078,2543.0939939999998,2559.8110350000002,2575.5390630000002,2663.8310550000001,2214.9163589999998,2015.72388]
["A24013PM3_3040_3340","24013","CARROLL","Upper Potomac","Potomac River Basin","Stormwater",19590.132320000001,22855.161380000001,22473.64588,22000.59809,21753.445680000001,22016.54968,19304.01514,21404.496500000001,20691.73026]
["A24013PM3_3040_3340","24013","CARROLL","Upper Potomac","Potomac River Basin","Wastewater",7080.3618159999996,3154.9870719999999,3016.3779420000001,4865.191906,4384.4780389999996,2922.0310180000001,3832.024191,3654.895109,4080.5732210000001]
["A24013SL0_2831_2830","24013","CARROLL","Upper Potomac","Susquehanna River Basin","Agriculture",274.70914499999998,200.67401949999999,185.78466499999999,178.4468569,174.50809760000001,171.19280610000001,155.3067763,173.56569590000001,165.41971649999999]
["A24013SL0_2831_2830","24013","CARROLL","Upper Potomac","Susquehanna River Basin","Forest",12.27124727,12.36257797,12.63234901,12.434777860000001,12.585412379999999,12.866367520000001,16.54675353,12.63758196,12.64107059]
["A24013SL0_2831_2830","24013","CARROLL","Upper Potomac","Susquehanna River Basin","Non-Tidal Atm",0,0,0,0,0,0,0,0,0]
["A24013SL0_2831_2830","24013","CARROLL","Upper Potomac","Susquehanna River Basin","Septic",0,10.81628036,11.132129669999999,11.293600079999999,11.3582201,11.438940049999999,10.16411972,9.8215389670000004,8.9478118309999992]
["A24013SL0_2831_2830","24013","CARROLL","Upper Potomac","Susquehanna River Basin","Stormwater",46.105323290000001,47.007430849999999,46.752061949999998,47.11975408,47.518438340000003,47.405147550000002,35.719249720000001,45.08621041,43.975642710000002]
["A24013SL0_2831_2830","24013","CARROLL","Upper Potomac","Susquehanna River Basin","Wastewater",0,0,0,0,0,0,0,0]
["A24013SL3_2460_2430","24013","CARROLL","Upper Potomac","Susquehanna River Basin","Agriculture",42262.502950000002,30873.067729999999,28579.838400000001,27454.319370000001,26828.050220000001,26337.164570000001,23892.659520000001,25019.550039999998,22646.024460000001]
["A24013SL3_2460_2430","24013","CARROLL","Upper Potomac","Susquehanna River Basin","Forest",4238.770966,4094.5308230000001,4142.3074340000003,4161.1103979999998,4147.4974060000004,4238.9444880000001,4434.8784480000004,4134.5736999999999,4129.4178760000004]
["A24013SL3_2460_2430","24013","CARROLL","Upper Potomac","Susquehanna River Basin","Non-Tidal Atm",9.9252243040000003,5.7410621639999997,5.7410621639999997,5.7410621639999997,5.7410621639999997,5.7410621639999997,5.7410621639999997,5.7410622949999999,5.741062382]
["A24013SL3_2460_2430","24013","CARROLL","Upper Potomac","Susquehanna River Basin","Septic",0,1164.9959719999999,1172.1820070000001,1176.9399410000001,1178.530029,1180.130005,1609.3740230000001,976.31368899999995,845.73481040000001]
["A24013SL3_2460_2430","24013","CARROLL","Upper Potomac","Susquehanna River Basin","Stormwater",6458.595636,6679.6209559999998,6528.9661329999999,6016.7755129999996,6381.1300659999997,6028.1291499999998,5597.3486629999998,5674.955285,5105.6147199999996]
["A24013SL3_2460_2430","24013","CARROLL","Upper Potomac","Susquehanna River Basin","Wastewater",0,0,0,0,0,0,0,0]
["A24013WM0_3881_3880","24013","CARROLL","Patapsco/Back","Western Shore of Chesapeake Bay","Agriculture",0,0,0,0,0,0,0,0,0]
["A24013WM0_3881_3880","24013","CARROLL","Patapsco/Back","Western Shore of Chesapeake Bay","Forest",0,0,0,0,0,0,0,0,0]
["A24013WM0_3881_3880","24013","CARROLL","Patapsco/Back","Western Shore of Chesapeake Bay","Non-Tidal Atm",0,0,0,0,0,0,0,0,0]
["A24013WM0_3881_3880","24013","CARROLL","Patapsco/Back","Western Shore of Chesapeake Bay","Septic",0,0,0,0,0,0,0,0,0]
["A24013WM0_3881_3880","24013","CARROLL","Patapsco/Back","Western Shore of Chesapeake Bay","Stormwater",0,0,0,0,0,0,0,0,0]
["A24013WM0_3881_3880","24013","CARROLL","Patapsco/Back","Western Shore of Chesapeake Bay","Wastewater",0,0,0,0,0,0,0,0,0]
["A24013WM1_3882_3880","24013","CARROLL","Patapsco/Back","Western Shore of Chesapeake Bay","Agriculture",51574.63781,37678.735739999996,35015.899559999998,33453.90251,32693.407439999999,32036.86693,29074.87499,31243.500909999999,28728.568469999998]
["A24013WM1_3882_3880","24013","CARROLL","Patapsco/Back","Western Shore of Chesapeake Bay","Forest",6095.8817749999998,4496.0996400000004,4421.693757,4385.0219719999996,4393.3192749999998,4390.744858,4556.6997069999998,4415.8964409999999,4412.0315629999996]
["A24013WM1_3882_3880","24013","CARROLL","Patapsco/Back","Western Shore of Chesapeake Bay","Non-Tidal Atm",558.71282959999996,323.17718509999997,323.17718509999997,323.17718509999997,323.17718509999997,323.17718509999997,323.17718509999997,323.17721399999999,323.17723319999999]
["A24013WM1_3882_3880","24013","CARROLL","Patapsco/Back","Western Shore of Chesapeake Bay","Septic",3426.5720209999999,5322.3178710000002,5495.25,5581.251953,5628.2758789999998,5675.6538090000004,5446.2089839999999,4691.2442739999997,4155.2404560000004]
["A24013WM1_3882_3880","24013","CARROLL","Patapsco/Back","Western Shore of Chesapeake Bay","Stormwater",16573.179199999999,19167.511719999999,18862.064579999998,18257.735079999999,18218.954710000002,18422.159179999999,17555.2366,17305.377820000002,16267.586649999999]
["A24013WM1_3882_3880","24013","CARROLL","Patapsco/Back","Western Shore of Chesapeake Bay","Wastewater",3786.631531,12265.134770000001,11080.393190000001,12905.495730000001,10437.002560000001,8041.8712159999995,6529.0699869999999,8538.2814180000005,6843.5402370000002]
["A24013WM3_3880_4060","24013","CARROLL","Patapsco/Back","Western Shore of Chesapeake Bay","Agriculture",322.74476279999999,235.7801724,219.23913709999999,209.3453361,204.15732420000001,200.45520429999999,181.84824710000001,181.51196429999999,156.3605158]
["A24013WM3_3880_4060","24013","CARROLL","Patapsco/Back","Western Shore of Chesapeake Bay","Forest",784.356041,706.36247639999999,704.30168149999997,692.74690629999998,692.86331940000002,693.14559180000003,696.70373529999995,700.87897369999996,698.59716849999995]
["A24013WM3_3880_4060","24013","CARROLL","Patapsco/Back","Western Shore of Chesapeake Bay","Non-Tidal Atm",6.0050082209999998,3.4734880920000002,3.4734880920000002,3.4734880920000002,3.4734880920000002,3.4734880920000002,3.4734880920000002,3.4734883299999999,3.4734884890000002]
["A24013WM3_3880_4060","24013","CARROLL","Patapsco/Back","Western Shore of Chesapeake Bay","Septic",0,40.762390140000001,43.754238129999997,45.264160160000003,46.270679469999997,47.275810239999998,57.33311844,35.515337369999997,30.022736859999998]
["A24013WM3_3880_4060","24013","CARROLL","Patapsco/Back","Western Shore of Chesapeake Bay","Stormwater",85.772014609999999,82.105650420000003,78.495068540000005,79.076295849999994,80.750087260000001,80.819160460000006,62.399680140000001,72.137627260000002,67.899333080000005]
["A24013WM3_3880_4060","24013","CARROLL","Patapsco/Back","Western Shore of Chesapeake Bay","Wastewater",0,0,0,0,0,0,0,0]
["A24013WU0_3021_3020","24013","CARROLL","Upper Western Shore","Western Shore of Chesapeake Bay","Agriculture",16513.62744,12044.280479999999,11160.901589999999,10724.42851,10483.39603,10271.67794,9323.1500489999999,10428.329040000001,9939.9473469999994]
["A24013WU0_3021_3020","24013","CARROLL","Upper Western Shore","Western Shore of Chesapeake Bay","Forest",1394.602005,1309.9865259999999,1329.496864,1318.515118,1342.887733,1351.6000790000001,1336.9041709999999,1330.4771270000001,1331.1306360000001]
["A24013WU0_3021_3020","24013","CARROLL","Upper Western Shore","Western Shore of Chesapeake Bay","Non-Tidal Atm",11.31194019,6.5431838039999999,6.5431838039999999,6.5431838039999999,6.5431838039999999,6.5431838039999999,6.5431838039999999,6.5431841080000002,6.5431843110000001]
["A24013WU0_3021_3020","24013","CARROLL","Upper Western Shore","Western Shore of Chesapeake Bay","Septic",1102.1610109999999,1358.536987,1385.5570070000001,1398.5670170000001,1400.7349850000001,1402.911987,1440.8969729999999,1219.5573690000001,1108.8909430000001]
["A24013WU0_3021_3020","24013","CARROLL","Upper Western Shore","Western Shore of Chesapeake Bay","Stormwater",3362.3652350000002,3422.2171020000001,3340.2808230000001,3283.7372740000001,3202.276108,3242.8640059999998,3258.0550229999999,3173.7276860000002,3062.6922610000001]
["A24013WU0_3021_3020","24013","CARROLL","Upper Western Shore","Western Shore of Chesapeake Bay","Wastewater",518.45770259999995,1981.317047,911.66854869999997,440.0381471,318.7102357,201.93864450000001,215.18980690000001,543.32573890000003,297.76386580000002]
["A24013WU1_3350_3490","24013","CARROLL","Upper Western Shore","Western Shore of Chesapeake Bay","Agriculture",835.99388880000004,8.1592264179999994,4.8497710219999997,4.6062200070000001,3.739833951,3.48633492,461.56587610000003,6.6957246689999996,7.9263604330000001]
["A24013WU1_3350_3490","24013","CARROLL","Upper Western Shore","Western Shore of Chesapeake Bay","Forest",81.568900589999998,0,0.59333580699999999,1.1958260540000001,1.6999039650000001,1.860110044,19.077711050000001,0.59333578799999998,0.59333577500000001]
["A24013WU1_3350_3490","24013","CARROLL","Upper Western Shore","Western Shore of Chesapeake Bay","Non-Tidal Atm",3.2425289149999998,1.8755810260000001,1.8755810260000001,1.8755810260000001,1.8755810260000001,1.8755810260000001,1.8755810260000001,1.8755811149999999,1.8755811739999999]
["A24013WU1_3350_3490","24013","CARROLL","Upper Western Shore","Western Shore of Chesapeake Bay","Septic",8.8304653169999998,23.357910159999999,23.430139539999999,22.886440279999999,22.931850430000001,23.022800449999998,24.61170006,20.530937430000002,18.598136029999999]
["A24013WU1_3350_3490","24013","CARROLL","Upper Western Shore","Western Shore of Chesapeake Bay","Stormwater",862.36175500000002,1113.1945270000001,1068.5699850000001,1045.210707,994.04601839999998,1040.062729,746.47671509999998,1018.572097,985.24017179999998]
["A24013WU1_3350_3490","24013","CARROLL","Upper Western Shore","Western Shore of Chesapeake Bay","Wastewater",2135.2749020000001,4884.0688479999999,4862.2280270000001,5668.546875,5408.2138670000004,3899.919922,1323.2979740000001,3013.8650090000001,1781.6229969999999]
["A24015EU0_2940_0000","24015","CECIL","Upper Eastern Shore","Eastern Shore of Chesapeake Bay","Agriculture",122232.7001,96985.444789999994,87991.147400000002,87270.679279999997,83362.483689999994,80650.250899999999,76521.499240000005,65406.575729999997,50350.194609999999]
["A24015EU0_2940_0000","24015","CECIL","Upper Eastern Shore","Eastern Shore of Chesapeake Bay","Forest",31555.271000000001,25135.227419999999,25068.693360000001,24910.52564,24782.06897,24676.395639999999,25750.36304,24982.21211,24924.557939999999]
["A24015EU0_2940_0000","24015","CECIL","Upper Eastern Shore","Eastern Shore of Chesapeake Bay","Non-Tidal Atm",2917.8000489999999,1734.776001,1734.776001,1734.776001,1734.776001,1734.776001,1734.776001,1734.7760169999999,1734.776028]
["A24015EU0_2940_0000","24015","CECIL","Upper Eastern Shore","Eastern Shore of Chesapeake Bay","Septic",6198.4780270000001,8893.4472659999992,9182.4248050000006,9326.9023440000001,9533.7636719999991,9735.0175780000009,9417.5458980000003,6606.4937890000001,4889.2064449999998]
["A24015EU0_2940_0000","24015","CECIL","Upper Eastern Shore","Eastern Shore of Chesapeake Bay","Stormwater",21218.62012,25998.15295,25835.768919999999,25895.55456,26522.66864,26881.956849999999,23119.59375,20848.272369999999,17523.274669999999]
["A24015EU0_2940_0000","24015","CECIL","Upper Eastern Shore","Eastern Shore of Chesapeake Bay","Wastewater",55.571041110000003,230.10279270000001,236.0474949,18.270090100000001,47.41341972,18.270090100000001,36.176679129999997,109.021317,24.337198440000002]
["A24015EU0_2941_0000","24015","CECIL","Upper Western Shore","Eastern Shore of Chesapeake Bay","Agriculture",7803.9464969999999,6215.8716450000002,5814.6908709999998,5826.8475310000003,5502.2820819999997,5359.4921400000003,5083.4228649999995,4427.9164389999996,3503.4001509999998]
["A24015EU0_2941_0000","24015","CECIL","Upper Western Shore","Eastern Shore of Chesapeake Bay","Forest",4518.3317880000004,3550.7282409999998,3546.511673,3511.617737,3481.4280090000002,3438.3011780000002,3681.6260379999999,3533.9408020000001,3525.5602210000002]
["A24015EU0_2941_0000","24015","CECIL","Upper Western Shore","Eastern Shore of Chesapeake Bay","Non-Tidal Atm",374.6904907,222.7720032,222.7720032,222.7720032,222.7720032,222.7720032,222.7720032,222.7720052,222.7720065]
["A24015EU0_2941_0000","24015","CECIL","Upper Western Shore","Eastern Shore of Chesapeake Bay","Septic",2329.1520999999998,2892.0590820000002,2912.0249020000001,2922.5239259999998,2961.001953,2996.0061040000001,2747.1040039999998,2084.0147360000001,1532.007959]
["A24015EU0_2941_0000","24015","CECIL","Upper Western Shore","Eastern Shore of Chesapeake Bay","Stormwater",7152.4337299999997,7139.5921710000002,6998.3755410000003,7038.9848940000002,7102.6006470000002,7312.33374,6332.1748049999997,5689.4729239999997,4816.8711789999998]
["A24015EU0_2941_0000","24015","CECIL","Upper Western Shore","Eastern Shore of Chesapeake Bay","Wastewater",15225.01953,17729.429690000001,26903.460940000001,11628.37012,7185.2099609999996,7547.4311520000001,13312.82734,24341.11681,22632.8874]
["A24015EU0_2985_0000","24015","CECIL","Upper Eastern Shore","Eastern Shore of Chesapeake Bay","Agriculture",765.83420279999996,607.66795769999999,543.80492370000002,539.05364269999995,514.43343579999998,498.98731950000001,473.25291060000001,401.13031569999998,306.01391030000002]
["A24015EU0_2985_0000","24015","CECIL","Upper Eastern Shore","Eastern Shore of Chesapeake Bay","Forest",5783.40625,4862.9514929999996,4861.265625,4817.5735169999998,4794.334809,4774.2914730000002,4825.0244290000001,4844.2740620000004,4832.9463519999999]
["A24015EU0_2985_0000","24015","CECIL","Upper Eastern Shore","Eastern Shore of Chesapeake Bay","Non-Tidal Atm",15.95189953,9.4841938020000001,9.4841938020000001,9.4841938020000001,9.4841938020000001,9.4841938020000001,9.4841938020000001,9.4841938300000006,9.4841938480000003]
["A24015EU0_2985_0000","24015","CECIL","Upper Eastern Shore","Eastern Shore of Chesapeake Bay","Septic",2805.5039059999999,3350.3110350000002,3323.3559570000002,3310.4650879999999,3313.6989749999998,3316.9990229999999,3075.431885,2370.56747,1735.3751460000001]
["A24015EU0_2985_0000","24015","CECIL","Upper Eastern Shore","Eastern Shore of Chesapeake Bay","Stormwater",4601.5692989999998,4371.7129130000003,4228.6028470000001,4316.1488040000004,4374.5604549999998,4419.4877319999996,4138.3860709999999,3448.1282139999998,2927.8117929999999]
["A24015EU0_2985_0000","24015","CECIL","Upper Eastern Shore","Eastern Shore of Chesapeake Bay","Wastewater",0,0,0,0,0,0,0,3.64926708,6.0821117999999998]
["A24015EU0_3010_0000","24015","CECIL","Upper Eastern Shore","Eastern Shore of Chesapeake Bay","Agriculture",47522.35512,37714.117559999999,33740.387719999999,33444.531869999999,31889.51816,30980.56523,29380.689880000002,24887.11851,18984.939040000001]
["A24015EU0_3010_0000","24015","CECIL","Upper Eastern Shore","Eastern Shore of Chesapeake Bay","Forest",7788.3237920000001,6112.4835510000003,6122.1080929999998,6087.5491949999996,6047.7183539999996,6021.6587829999999,6500.5192870000001,6101.0658000000003,6087.0376040000001]
["A24015EU0_3010_0000","24015","CECIL","Upper Eastern Shore","Eastern Shore of Chesapeake Bay","Non-Tidal Atm",1391.130981,827.09631349999995,827.09631349999995,827.09631349999995,827.09631349999995,827.09631349999995,827.09631349999995,827.09631430000002,827.09631490000004]
["A24015EU0_3010_0000","24015","CECIL","Upper Eastern Shore","Eastern Shore of Chesapeake Bay","Septic",5835.3671880000002,7505.7622069999998,7675.9150390000004,7717.3920900000003,7863.2890630000002,8003.033203,8214.8291019999997,5511.8076760000004,4069.069434]
["A24015EU0_3010_0000","24015","CECIL","Upper Eastern Shore","Eastern Shore of Chesapeake Bay","Stormwater",8374.5911859999997,9556.5869440000006,9420.3766169999999,9400.7313689999992,9559.9075630000007,9712.0182499999992,8153.555687,7523.0409419999996,6258.1504919999998]
["A24015EU0_3010_0000","24015","CECIL","Upper Eastern Shore","Eastern Shore of Chesapeake Bay","Wastewater",4762.2939450000003,5349.0460199999998,5530.8028560000002,4627.505005,5070.2188720000004,7994.3858639999999,4486.6669920000004,82343.588470000002,133552.1122]
["A24015EU0_3011_0000","24015","CECIL","Upper Eastern Shore","Eastern Shore of Chesapeake Bay","Agriculture",195.50030430000001,155.03431230000001,138.7909885,137.4868237,131.51763919999999,127.367932,120.7690649,102.3170083,78.001021469999998]
["A24015EU0_3011_0000","24015","CECIL","Upper Eastern Shore","Eastern Shore of Chesapeake Bay","Forest",8.8815714719999992,8.6276607209999998,8.7638950649999998,8.8362276550000001,8.9345128539999994,9.0470235639999999,9.3113276060000008,8.7416555420000002,8.7268291930000004]
["A24015EU0_3011_0000","24015","CECIL","Upper Eastern Shore","Eastern Shore of Chesapeake Bay","Non-Tidal Atm",0,0,0,0,0,0,0,0,0]
["A24015EU0_3011_0000","24015","CECIL","Upper Eastern Shore","Eastern Shore of Chesapeake Bay","Septic",0,0,0,0,0,0,0,0,0]
["A24015EU0_3011_0000","24015","CECIL","Upper Eastern Shore","Eastern Shore of Chesapeake Bay","Stormwater",1.2479959730000001,1.8413710590000001,1.7865600589999999,1.7890080209999999,1.7740050549999999,1.772696018,0,1.465603569,1.251632576]
["A24015EU0_3011_0000","24015","CECIL","Upper Eastern Shore","Eastern Shore of Chesapeake Bay","Wastewater",0,0,0,0,0,0,0,0]
["A24015EU0_3050_0000","24015","CECIL","Upper Eastern Shore","Eastern Shore of Chesapeake Bay","Agriculture",3142.8924240000001,2494.310841,2231.5844699999998,2211.8758079999998,2109.251718,2048.8057699999999,1943.172016,1645.9621090000001,1255.5472010000001]
["A24015EU0_3050_0000","24015","CECIL","Upper Eastern Shore","Eastern Shore of Chesapeake Bay","Forest",17209.45434,14434.80035,14405.76685,14293.38428,14221.22126,14157.204400000001,13923.672119999999,14355.910330000001,14322.67265]
["A24015EU0_3050_0000","24015","CECIL","Upper Eastern Shore","Eastern Shore of Chesapeake Bay","Non-Tidal Atm",1407.0830080000001,836.58050539999999,836.58050539999999,836.58050539999999,836.58050539999999,836.58050539999999,836.58050539999999,836.58050379999997,836.58050270000001]
["A24015EU0_3050_0000","24015","CECIL","Upper Eastern Shore","Eastern Shore of Chesapeake Bay","Septic",15315.299800000001,14248.429690000001,14382,14451.339840000001,14595.690430000001,14706.240229999999,15231.280269999999,10298.0959,7575.4931640000004]
["A24015EU0_3050_0000","24015","CECIL","Upper Eastern Shore","Eastern Shore of Chesapeake Bay","Stormwater",13510.26022,12813.367039999999,12574.63889,12736.660250000001,12905.59338,13177.161319999999,13739.7901,10266.80587,8728.2505180000007]
["A24015EU0_3050_0000","24015","CECIL","Upper Eastern Shore","Eastern Shore of Chesapeake Bay","Wastewater",27884.660159999999,10832.183230000001,9709.0382079999999,15361.208619999999,33216.088499999998,12181.708619999999,15740.52829,20829.070339999998,28242.4251]
["A24015EU0_3130_0000","24015","CECIL","Upper Eastern Shore","Eastern Shore of Chesapeake Bay","Agriculture",33665.393049999999,26717.14546,23901.857909999999,23692.310720000001,22591.751339999999,21947.003280000001,20813.555479999999,17630.17281,13449.04941]
["A24015EU0_3130_0000","24015","CECIL","Upper Eastern Shore","Eastern Shore of Chesapeake Bay","Forest",5080.2989200000002,4221.0128020000002,4248.6295170000003,4236.2471770000002,4231.1340790000004,4219.9644319999998,4332.7394869999998,4234.3814380000003,4224.8827190000002]
["A24015EU0_3130_0000","24015","CECIL","Upper Eastern Shore","Eastern Shore of Chesapeake Bay","Non-Tidal Atm",374.6904907,222.7720032,222.7720032,222.7720032,222.7720032,222.7720032,222.7720032,222.7720052,222.7720065]
["A24015EU0_3130_0000","24015","CECIL","Upper Eastern Shore","Eastern Shore of Chesapeake Bay","Septic",4602.2612300000001,5046.7622069999998,5170.6440430000002,5185.1860349999997,5274.7631840000004,5335.6220700000003,5795.2910160000001,3714.3163079999999,2743.4311520000001]
["A24015EU0_3130_0000","24015","CECIL","Upper Eastern Shore","Eastern Shore of Chesapeake Bay","Stormwater",4726.110909,5021.1341210000001,4906.2016869999998,4881.0863040000004,4902.4648209999996,5019.9455630000002,4648.4465559999999,3909.3190719999998,3244.7306619999999]
["A24015EU0_3130_0000","24015","CECIL","Upper Eastern Shore","Eastern Shore of Chesapeake Bay","Wastewater",630.94909670000004,1859.797601,2057.3256769999998,1983.9655700000001,1727.6466,1734.611566,2161.2526790000002,39825.524100000002,65004.323049999999]
["A24015EU0_3131_0000","24015","CECIL","Upper Eastern Shore","Eastern Shore of Chesapeake Bay","Agriculture",14954.56848,11868.214330000001,10617.519979999999,10524.55386,10035.14934,9749.0011919999997,9245.8028130000002,7831.5649869999997,5974.261657]
["A24015EU0_3131_0000","24015","CECIL","Upper Eastern Shore","Eastern Shore of Chesapeake Bay","Forest",10797.288210000001,9204.0604249999997,9193.4985350000006,9150.0622249999997,9130.7457579999991,9121.8045340000008,8994.6100769999994,9162.5242999999991,9141.8748099999993]
["A24015EU0_3131_0000","24015","CECIL","Upper Eastern Shore","Eastern Shore of Chesapeake Bay","Non-Tidal Atm",486.2999878,289.12939449999999,289.12939449999999,289.12939449999999,289.12939449999999,289.12939449999999,289.12939449999999,289.12939469999998,289.12939490000002]
["A24015EU0_3131_0000","24015","CECIL","Upper Eastern Shore","Eastern Shore of Chesapeake Bay","Septic",0,7210.4902339999999,7474.1640630000002,7604.7177730000003,7708.2490230000003,7833.4658200000003,8657.6103519999997,5381.522207,3986.4276369999998]
["A24015EU0_3131_0000","24015","CECIL","Upper Eastern Shore","Eastern Shore of Chesapeake Bay","Stormwater",3694.1002960000001,3914.4181330000001,3850.189202,3869.147735,3922.4343269999999,4009.195815,4399.28125,3107.5997400000001,2612.5401000000002]
["A24015EU0_3131_0000","24015","CECIL","Upper Eastern Shore","Eastern Shore of Chesapeake Bay","Wastewater",0,170.69149780000001,240.9212952,341.38308719999998,341.38308719999998,341.38308719999998,1.213127971,97.095797809999993,1.21213288]
["A24015EU0_3200_0000","24015","CECIL","Upper Eastern Shore","Eastern Shore of Chesapeake Bay","Agriculture",89358.315189999994,70915.557029999996,63443.843159999997,62886.757279999998,59962.629379999998,58253.913339999999,55245.924160000002,46796.245450000002,35697.846980000002]
["A24015EU0_3200_0000","24015","CECIL","Upper Eastern Shore","Eastern Shore of Chesapeake Bay","Forest",6851.6601559999999,5907.8173829999996,5945.0421139999999,5942.2983999999997,5950.9510190000001,5966.6220089999997,6372.9888309999997,5925.5471340000004,5912.5504799999999]
["A24015EU0_3200_0000","24015","CECIL","Upper Eastern Shore","Eastern Shore of Chesapeake Bay","Non-Tidal Atm",374.6904907,222.7720032,222.7720032,222.7720032,222.7720032,222.7720032,222.7720032,222.7720052,222.7720065]
["A24015EU0_3200_0000","24015","CECIL","Upper Eastern Shore","Eastern Shore of Chesapeake Bay","Septic",993.22497559999999,1413.5980219999999,1483.1519780000001,1516.670044,1556.2829589999999,1598.9229740000001,1830.119019,1070.28666,795.04311519999999]
["A24015EU0_3200_0000","24015","CECIL","Upper Eastern Shore","Eastern Shore of Chesapeake Bay","Stormwater",3206.768372,4269.3174669999999,4251.7739339999998,4274.7805939999998,4360.1912389999998,4467.8040010000004,3156.8008730000001,3408.4606220000001,2846.2517480000001]
["A24015EU0_3200_0000","24015","CECIL","Upper Eastern Shore","Eastern Shore of Chesapeake Bay","Wastewater",1645.9539789999999,3432.306885,1138.2060550000001,1254.490967,1124.1290280000001,1496.573975,1129.589966,1935.0471319999999,2466.2745169999998]
["A24015EU0_3201_0000","24015","CECIL","Upper Eastern Shore","Eastern Shore of Chesapeake Bay","Agriculture",61221.464849999997,48585.961569999999,43466.59981,43085.129979999998,41127.792399999998,39910.857799999998,37850.218829999998,32061.094949999999,24457.425050000002]
["A24015EU0_3201_0000","24015","CECIL","Upper Eastern Shore","Eastern Shore of Chesapeake Bay","Forest",5851.1952209999999,5323.0458989999997,5378.6549679999998,5392.4503480000003,5422.729859,5442.0166019999997,5743.187989,5361.483913,5350.0365439999996]
["A24015EU0_3201_0000","24015","CECIL","Upper Eastern Shore","Eastern Shore of Chesapeake Bay","Non-Tidal Atm",1068.276001,635.14257810000004,635.14257810000004,635.14257810000004,635.14257810000004,635.14257810000004,635.14257810000004,635.14257689999999,635.14257610000004]
["A24015EU0_3201_0000","24015","CECIL","Upper Eastern Shore","Eastern Shore of Chesapeake Bay","Septic",0,1128.854004,1097.114014,1079.6960449999999,1083.1820070000001,1090.1779790000001,1663.5860600000001,778.43876479999994,565.98859860000005]
["A24015EU0_3201_0000","24015","CECIL","Upper Eastern Shore","Eastern Shore of Chesapeake Bay","Stormwater",3977.1587490000002,3568.0317340000001,3469.1337279999998,3386.973528,3358.9279069999998,3419.6736770000002,2482.7664709999999,2733.4297820000002,2242.9604850000001]
["A24015EU0_3201_0000","24015","CECIL","Upper Eastern Shore","Eastern Shore of Chesapeake Bay","Wastewater",0,0,0,0,0,0,0,0]
["A24015EU0_3202_0000","24015","CECIL","Upper Eastern Shore","Eastern Shore of Chesapeake Bay","Agriculture",13286.7451,10544.487440000001,9433.4814769999994,9350.6450779999996,8916.5041720000008,8662.0140950000005,8214.5484830000005,6958.147868,5307.9254620000002]
["A24015EU0_3202_0000","24015","CECIL","Upper Eastern Shore","Eastern Shore of Chesapeake Bay","Forest",3065.3670040000002,2652.3937080000001,2665.8545840000002,2659.597115,2658.70604,2656.039612,2817.733964,2657.0097940000001,2651.1132670000002]
["A24015EU0_3202_0000","24015","CECIL","Upper Eastern Shore","Eastern Shore of Chesapeake Bay","Non-Tidal Atm",314.8977051,187.22230529999999,187.22230529999999,187.22230529999999,187.22230529999999,187.22230529999999,187.22230529999999,187.2223037,187.2223027]
["A24015EU0_3202_0000","24015","CECIL","Upper Eastern Shore","Eastern Shore of Chesapeake Bay","Septic",0,6468.9648440000001,6523.9360349999997,6549.3969729999999,6601.5219729999999,6678.0708009999998,1342.3950199999999,4669.5186130000002,3433.2403319999999]
["A24015EU0_3202_0000","24015","CECIL","Upper Eastern Shore","Eastern Shore of Chesapeake Bay","Stormwater",1819.002052,1766.8030980000001,1711.9372559999999,1703.3095249999999,1708.0383380000001,1753.491356,1253.757777,1368.5667719999999,1139.6531170000001]
["A24015EU0_3202_0000","24015","CECIL","Upper Eastern Shore","Eastern Shore of Chesapeake Bay","Wastewater",0,1623.399048,1623.399048,1623.399048,1623.399048,1623.399048,3.0419659609999998,651.18330049999997,3.0394688799999998]
["A24015EU0_3203_0000","24015","CECIL","Upper Eastern Shore","Eastern Shore of Chesapeake Bay","Agriculture",67491.295710000006,53561.814189999997,51161.39789,50818.38538,47892.785409999997,46517.406450000002,44150.23156,39259.789449999997,31325.383829999999]
["A24015EU0_3203_0000","24015","CECIL","Upper Eastern Shore","Eastern Shore of Chesapeake Bay","Forest",5344.4865719999998,4578.0618590000004,4623.3013460000002,4629.1913139999997,4639.2142030000005,4641.5973819999999,4213.1349330000003,4608.2756630000003,4598.2585410000002]
["A24015EU0_3203_0000","24015","CECIL","Upper Eastern Shore","Eastern Shore of Chesapeake Bay","Non-Tidal Atm",1423.035034,846.06469730000003,846.06469730000003,846.06469730000003,846.06469730000003,846.06469730000003,846.06469730000003,846.06469960000004,846.06470109999998]
["A24015EU0_3203_0000","24015","CECIL","Upper Eastern Shore","Eastern Shore of Chesapeake Bay","Septic",6482.3442379999997,7598.0112300000001,7739.8701170000004,7806.076172,7927.076172,7998.373047,8728.3916019999997,5553.9698049999997,4096.7029300000004]
["A24015EU0_3203_0000","24015","CECIL","Upper Eastern Shore","Eastern Shore of Chesapeake Bay","Stormwater",5381.0294949999998,5689.8876609999998,5593.0375549999999,5536.7849880000003,5611.2429279999997,5689.7523270000002,6757.9067230000001,4440.1952520000004,3671.6337159999998]
["A24015EU0_3203_0000","24015","CECIL","Upper Eastern Shore","Eastern Shore of Chesapeake Bay","Wastewater",0,1794.089966,1794.089966,1794.089966,1794.089966,1794.089966,4.8647069930000004,720.18694749999997,4.2516017599999998]
["A24015EU0_3300_0000","24015","CECIL","Upper Eastern Shore","Eastern Shore of Chesapeake Bay","Agriculture",50036.077140000001,39709.144350000002,37929.693780000001,37675.274519999999,35454.959949999997,34486.760020000002,32731.722430000002,29106.130249999998,23223.754560000001]
["A24015EU0_3300_0000","24015","CECIL","Upper Eastern Shore","Eastern Shore of Chesapeake Bay","Forest",7856.3906859999997,7117.0856320000003,7169.5911249999999,7177.1702569999998,7209.4284360000001,7227.026672,7602.8863229999997,7146.3906610000004,7130.9236849999998]
["A24015EU0_3300_0000","24015","CECIL","Upper Eastern Shore","Eastern Shore of Chesapeake Bay","Non-Tidal Atm",3017.455078,1794.026001,1794.026001,1794.026001,1794.026001,1794.026001,1794.026001,1794.0260330000001,1794.0260539999999]
["A24015EU0_3300_0000","24015","CECIL","Upper Eastern Shore","Eastern Shore of Chesapeake Bay","Septic",16478.359380000002,9915.171875,9949.9101559999999,9973.8164059999999,9857.8974610000005,9773.8105469999991,10264.610350000001,7116.973594,5228.3492189999997]
["A24015EU0_3300_0000","24015","CECIL","Upper Eastern Shore","Eastern Shore of Chesapeake Bay","Stormwater",7090.537781,5932.7875370000002,5768.5915530000002,5600.7172860000001,5515.664734,5590.4591060000002,4440.3540039999998,4518.6444680000004,3685.346411]
["A24015EU0_3300_0000","24015","CECIL","Upper Eastern Shore","Eastern Shore of Chesapeake Bay","Wastewater",566.85699460000001,3707.8660279999999,5477.8740239999997,5518.7739259999998,6416.2529299999997,6414.9748540000001,3490.3950129999998,2191.8768890000001,1.21213288]
["A24015EU0_3301_0000","24015","CECIL","Upper Eastern Shore","Eastern Shore of Chesapeake Bay","Agriculture",23920.5429,18983.497039999998,18132.507979999998,18011.114000000001,16973.52981,16486.607820000001,15647.684499999999,13914.40257,11102.3323]
["A24015EU0_3301_0000","24015","CECIL","Upper Eastern Shore","Eastern Shore of Chesapeake Bay","Forest",4016.4045409999999,3339.94632,3344.7227630000002,3334.513093,3327.3741920000002,3323.8825230000002,3197.502457,3333.5548709999998,3326.1096090000001]
["A24015EU0_3301_0000","24015","CECIL","Upper Eastern Shore","Eastern Shore of Chesapeake Bay","Non-Tidal Atm",657.70227050000005,391.03649899999999,391.03649899999999,391.03649899999999,391.03649899999999,391.03649899999999,391.03649899999999,391.03650099999999,391.0365023]
["A24015EU0_3301_0000","24015","CECIL","Upper Eastern Shore","Eastern Shore of Chesapeake Bay","Septic",0,2869.9670409999999,2912.1540530000002,2930.6760250000002,2989.639893,3039.8740229999999,2214.9370119999999,2086.6303119999998,1536.281152]
["A24015EU0_3301_0000","24015","CECIL","Upper Eastern Shore","Eastern Shore of Chesapeake Bay","Stormwater",1718.071854,2243.7818149999998,2234.0671349999998,2228.4176600000001,2314.7149549999999,2327.232078,2665.2010500000001,1781.9675669999999,1480.567855]
["A24015EU0_3301_0000","24015","CECIL","Upper Eastern Shore","Eastern Shore of Chesapeake Bay","Wastewater",0,0,0,0,0,0,0,0]
["A24015EU0_3302_0000","24015","CECIL","Upper Eastern Shore","Eastern Shore of Chesapeake Bay","Agriculture",1009.396304,800.99603720000005,716.62546280000004,710.28103390000001,678.17041380000001,657.90364169999998,624.04284359999997,528.5597874,403.18267049999997]
["A24015EU0_3302_0000","24015","CECIL","Upper Eastern Shore","Eastern Shore of Chesapeake Bay","Forest",4094.778198,3541.1828770000002,3535.2095789999998,3518.5035859999998,3515.1761630000001,3514.2490849999999,3530.7467200000001,3523.3254240000001,3515.402654]
["A24015EU0_3302_0000","24015","CECIL","Upper Eastern Shore","Eastern Shore of Chesapeake Bay","Non-Tidal Atm",581.97558590000006,346.01330569999999,346.01330569999999,346.01330569999999,346.01330569999999,346.01330569999999,346.01330569999999,346.01330430000002,346.01330330000002]
["A24015EU0_3302_0000","24015","CECIL","Upper Eastern Shore","Eastern Shore of Chesapeake Bay","Septic",0,2797.2890630000002,2913.0969239999999,2971.5219729999999,3014.5090329999998,3042.3740229999999,2869.7309570000002,2099.8481929999998,1557.6823730000001]
["A24015EU0_3302_0000","24015","CECIL","Upper Eastern Shore","Eastern Shore of Chesapeake Bay","Stormwater",680.29872809999995,690.1286096,681.16413030000001,692.67415240000003,704.52251439999998,718.86028290000002,651.78271489999997,556.97644209999999,474.18464990000001]
["A24015EU0_3302_0000","24015","CECIL","Upper Eastern Shore","Eastern Shore of Chesapeake Bay","Wastewater",0,0,0,0,0,0,0,0]
["A24015EU0_3360_0000","24015","CECIL","Upper Eastern Shore","Eastern Shore of Chesapeake Bay","Agriculture",59730.369630000001,47402.373220000001,42407.889660000001,42035.553690000001,40276.067080000001,38938.923699999999,36928.421499999997,31280.069769999998,23861.52317]
["A24015EU0_3360_0000","24015","CECIL","Upper Eastern Shore","Eastern Shore of Chesapeake Bay","Forest",6572.5778810000002,5326.8416749999997,5333.0370489999996,5312.6039579999997,5307.8710789999996,5301.4514319999998,5297.5182800000002,5315.071175,5303.0939259999996]
["A24015EU0_3360_0000","24015","CECIL","Upper Eastern Shore","Eastern Shore of Chesapeake Bay","Non-Tidal Atm",2120.5991210000002,1260.801025,1260.801025,1260.801025,1260.801025,1260.801025,1260.801025,1260.8010059999999,1260.8009939999999]
["A24015EU0_3360_0000","24015","CECIL","Upper Eastern Shore","Eastern Shore of Chesapeake Bay","Septic",1045.1970209999999,2020.612061,2073.4860840000001,2091.3220209999999,2166.4479980000001,2236.1479490000002,2823.905029,1489.98459,1100.983594]
["A24015EU0_3360_0000","24015","CECIL","Upper Eastern Shore","Eastern Shore of Chesapeake Bay","Stormwater",2759.1895749999999,4349.4533769999998,4344.7596890000004,4377.0053559999997,4482.9710850000001,4581.3152470000005,4549.5831900000003,3484.6264569999998,2911.2043020000001]
["A24015EU0_3360_0000","24015","CECIL","Upper Eastern Shore","Eastern Shore of Chesapeake Bay","Wastewater",0,53.036300660000002,53.036300660000002,53.036300660000002,53.036300660000002,53.036300660000002,3.0419659609999998,23.765481319999999,4.2516017599999998]
["A24015EU0_3361_0000","24015","CECIL","Upper Eastern Shore","Eastern Shore of Chesapeake Bay","Agriculture",27116.909370000001,21520.174309999999,19252.83252,19083.703819999999,18240.69774,17677.705559999999,16765.14026,14200.95541,10833.037340000001]
["A24015EU0_3361_0000","24015","CECIL","Upper Eastern Shore","Eastern Shore of Chesapeake Bay","Forest",2152.738511,1851.272385,1861.971374,1859.5205989999999,1863.4923100000001,1866.8200529999999,1993.192505,1855.827992,1851.7324040000001]
["A24015EU0_3361_0000","24015","CECIL","Upper Eastern Shore","Eastern Shore of Chesapeake Bay","Non-Tidal Atm",19.930910109999999,11.849909780000001,11.849909780000001,11.849909780000001,11.849909780000001,11.849909780000001,11.849909780000001,11.84990985,11.8499099]
["A24015EU0_3361_0000","24015","CECIL","Upper Eastern Shore","Eastern Shore of Chesapeake Bay","Septic",0,395.76141360000003,418.60571290000001,430.1022949,443.24169920000003,456.37460329999999,638.46166989999995,302.71874150000002,225.46076049999999]
["A24015EU0_3361_0000","24015","CECIL","Upper Eastern Shore","Eastern Shore of Chesapeake Bay","Stormwater",1062.2130119999999,1354.0403209999999,1349.062216,1355.803928,1387.283852,1411.0252989999999,907.80398560000003,1079.4908519999999,899.7766087]
["A24015EU0_3361_0000","24015","CECIL","Upper Eastern Shore","Eastern Shore of Chesapeake Bay","Wastewater",0,0,0,0,0,0,0,0]
["A24015EU0_3362_0000","24015","CECIL","Upper Eastern Shore","Eastern Shore of Chesapeake Bay","Agriculture",45546.538610000003,36145.99871,32337.75546,32053.624589999999,30712.025109999999,29692.765039999998,28159.002830000001,23852.35369,18195.419180000001]
["A24015EU0_3362_0000","24015","CECIL","Upper Eastern Shore","Eastern Shore of Chesapeake Bay","Forest",3978.0105589999998,3602.1392209999999,3627.333419,3631.172196,3647.958725,3663.6033940000002,3696.8358149999999,3615.6470260000001,3607.8560969999999]
["A24015EU0_3362_0000","24015","CECIL","Upper Eastern Shore","Eastern Shore of Chesapeake Bay","Non-Tidal Atm",314.8977051,187.22230529999999,187.22230529999999,187.22230529999999,187.22230529999999,187.22230529999999,187.22230529999999,187.2223037,187.2223027]
["A24015EU0_3362_0000","24015","CECIL","Upper Eastern Shore","Eastern Shore of Chesapeake Bay","Septic",0,662.69311519999997,701.20239260000005,720.58148189999997,743.83752440000001,767.0819702,694.74359130000005,507.1194873,377.73088380000002]
["A24015EU0_3362_0000","24015","CECIL","Upper Eastern Shore","Eastern Shore of Chesapeake Bay","Stormwater",729.02636910000001,926.86166379999997,925.90473369999995,927.81513210000003,964.41142079999997,973.20116610000002,791.10440059999996,739.82862599999999,615.77788759999999]
["A24015EU0_3362_0000","24015","CECIL","Upper Eastern Shore","Eastern Shore of Chesapeake Bay","Wastewater",0,0.60961258399999996,0.60961258399999996,0.60961258399999996,0.60961258399999996,0.60961258399999996,0,0.60931223400000001,0.60911199999999999]
["A24015EU0_3363_0000","24015","CECIL","Upper Eastern Shore","Eastern Shore of Chesapeake Bay","Agriculture",13972.23871,11088.501490000001,9920.2484590000004,9832.8155850000003,9388.794038,9108.5648270000002,8638.4103869999999,7317.104034,5581.6744179999996]
["A24015EU0_3363_0000","24015","CECIL","Upper Eastern Shore","Eastern Shore of Chesapeake Bay","Forest",2621.753373,2096.454506,2089.5988459999999,2077.860741,2068.114098,2062.661842,2084.7213059999999,2082.4826979999998,2077.7385989999998]
["A24015EU0_3363_0000","24015","CECIL","Upper Eastern Shore","Eastern Shore of Chesapeake Bay","Non-Tidal Atm",306.92181399999998,182.48019410000001,182.48019410000001,182.48019410000001,182.48019410000001,182.48019410000001,182.48019410000001,182.480197,182.4801989]
["A24015EU0_3363_0000","24015","CECIL","Upper Eastern Shore","Eastern Shore of Chesapeake Bay","Septic",0,1427.5310059999999,1456.3270259999999,1459.876953,1497.9110109999999,1539.44397,964.66717530000005,1044.5315720000001,770.00126950000003]
["A24015EU0_3363_0000","24015","CECIL","Upper Eastern Shore","Eastern Shore of Chesapeake Bay","Stormwater",860.64596559999995,1467.0142020000001,1478.6474189999999,1489.6459729999999,1534.4336129999999,1572.4416309999999,1453.9518929999999,1186.620332,991.93560749999995]
["A24015EU0_3363_0000","24015","CECIL","Upper Eastern Shore","Eastern Shore of Chesapeake Bay","Wastewater",0,0,0,0,0,0,0,0]
["A24015EU0_3364_0000","24015","CECIL","Upper Eastern Shore","Eastern Shore of Chesapeake Bay","Agriculture",24.2427989,18.995712149999999,18.191829649999999,18.09126646,17.02770014,16.53140046,15.80158145,13.96715122,11.15069894]
["A24015EU0_3364_0000","24015","CECIL","Upper Eastern Shore","Eastern Shore of Chesapeake Bay","Forest",163.6746091,88.928877839999998,86.644976139999997,85.085439679999993,82.999500510000004,81.359549759999993,69.447680469999995,86.32168772,86.106162100000006]
["A24015EU0_3364_0000","24015","CECIL","Upper Eastern Shore","Eastern Shore of Chesapeake Bay","Non-Tidal Atm",19.930910109999999,11.849909780000001,11.849909780000001,11.849909780000001,11.849909780000001,11.849909780000001,11.849909780000001,11.84990985,11.8499099]
["A24015EU0_3364_0000","24015","CECIL","Upper Eastern Shore","Eastern Shore of Chesapeake Bay","Septic",0,1467.5,1499.159058,1512.0360109999999,1544.225952,1582.844971,984.02410889999999,1075.234829,792.6186768]
["A24015EU0_3364_0000","24015","CECIL","Upper Eastern Shore","Eastern Shore of Chesapeake Bay","Stormwater",183.28517339999999,312.35724640000001,309.96936140000003,309.1588898,314.58097550000002,320.10938540000001,379.22682279999998,249.1421364,208.59065319999999]
["A24015EU0_3364_0000","24015","CECIL","Upper Eastern Shore","Eastern Shore of Chesapeake Bay","Wastewater",0,0,0,0,0,0,0,0]
["A24015EU1_2650_0001","24015","CECIL","Upper Eastern Shore","Eastern Shore of Chesapeake Bay","Agriculture",52096.237699999998,41335.313280000002,37501.89847,37195.22853,35125.974540000003,34133.715250000001,32399.79132,30857.79003,26428.384399999999]
["A24015EU1_2650_0001","24015","CECIL","Upper Eastern Shore","Eastern Shore of Chesapeake Bay","Forest",10613.23846,9274.5036319999999,9324.0611879999997,9311.4560249999995,9329.5303949999998,9329.9407350000001,9380.8025209999996,9328.1507130000009,9330.8770629999999]
["A24015EU1_2650_0001","24015","CECIL","Upper Eastern Shore","Eastern Shore of Chesapeake Bay","Non-Tidal Atm",0,0,0,0,0,0,0,0,0]
["A24015EU1_2650_0001","24015","CECIL","Upper Eastern Shore","Eastern Shore of Chesapeake Bay","Septic",2694.7919919999999,2957.8879390000002,2901.4589839999999,2873.758057,2896.8588869999999,2922.3120119999999,3226.3039549999999,2223.9355679999999,1772.2532900000001]
["A24015EU1_2650_0001","24015","CECIL","Upper Eastern Shore","Eastern Shore of Chesapeake Bay","Stormwater",6372.1277929999997,5936.5298460000004,5772.0202939999999,5697.9990850000004,5710.1881409999996,5832.856812,5527.4189450000003,4901.979515,4321.9523300000001]
["A24015EU1_2650_0001","24015","CECIL","Upper Eastern Shore","Eastern Shore of Chesapeake Bay","Wastewater",0,0,0,0,0,0,0,0]
["A24015EU1_2810_0001","24015","CECIL","Upper Eastern Shore","Eastern Shore of Chesapeake Bay","Agriculture",240028.3297,190449.83859999999,172787.715,171374.10380000001,162990.35519999999,158372.6153,150265.49280000001,136763.38310000001,112747.16190000001]
["A24015EU1_2810_0001","24015","CECIL","Upper Eastern Shore","Eastern Shore of Chesapeake Bay","Forest",47113.862059999999,36442.267939999998,36415.985719999997,36160.991699999999,35870.183470000004,35602.892090000001,34171.220209999999,36370.645810000002,36340.41921]
["A24015EU1_2810_0001","24015","CECIL","Upper Eastern Shore","Eastern Shore of Chesapeake Bay","Non-Tidal Atm",468.6281128,278.62258910000003,278.62258910000003,278.62258910000003,278.62258910000003,278.62258910000003,278.62258910000003,278.6225996,278.62260659999998]
["A24015EU1_2810_0001","24015","CECIL","Upper Eastern Shore","Eastern Shore of Chesapeake Bay","Septic",10771.04004,15435.429690000001,15961.530269999999,16221.759770000001,16638.369139999999,17057.320309999999,18274.259770000001,12033.84174,9415.3827160000001]
["A24015EU1_2810_0001","24015","CECIL","Upper Eastern Shore","Eastern Shore of Chesapeake Bay","Stormwater",56171.35583,62917.314209999997,62138.93316,62130.693240000001,63014.62745,64339.143680000001,67487.059080000006,51983.301460000002,45212.880319999997]
["A24015EU1_2810_0001","24015","CECIL","Upper Eastern Shore","Eastern Shore of Chesapeake Bay","Wastewater",2568.405029,4.8052082059999996,4.8052082059999996,5.6076102260000003,5.6076102260000003,5.6076102260000003,10.411170009999999,5.2842815429999996,5.6036637679999997]
["A24015EU1_2980_0000","24015","CECIL","Upper Eastern Shore","Eastern Shore of Chesapeake Bay","Agriculture",125789.50229999999,99807.182199999996,90551.474480000004,88983.683640000003,84721.807320000007,82325.274919999996,78147.283580000003,67309.69829,51815.180840000001]
["A24015EU1_2980_0000","24015","CECIL","Upper Eastern Shore","Eastern Shore of Chesapeake Bay","Forest",30569.424319999998,24232.585330000002,24344.77807,24199.37585,24013.143800000002,23784.727289999999,26050.712520000001,24259.20926,24202.163390000002]
["A24015EU1_2980_0000","24015","CECIL","Upper Eastern Shore","Eastern Shore of Chesapeake Bay","Non-Tidal Atm",259.10189819999999,154.0489044,154.0489044,154.0489044,154.0489044,154.0489044,154.0489044,154.04890230000001,154.04890090000001]
["A24015EU1_2980_0000","24015","CECIL","Upper Eastern Shore","Eastern Shore of Chesapeake Bay","Septic",14173.51953,16939.429690000001,17124.720700000002,17220.390630000002,17451.279299999998,17676.710940000001,17749.390630000002,12266.116410000001,9027.046875]
["A24015EU1_2980_0000","24015","CECIL","Upper Eastern Shore","Eastern Shore of Chesapeake Bay","Stormwater",48436.977359999997,48683.33655,47474.005960000002,47453.386109999999,47767.206299999998,48775.281369999997,41324.520510000002,38027.826690000002,31730.37385]
["A24015EU1_2980_0000","24015","CECIL","Upper Eastern Shore","Eastern Shore of Chesapeake Bay","Wastewater",4946.9399409999996,13878.86947,15718.16756,13883.62752,14838.40682,11110.90682,15637.25317,13711.97889,12374.519780000001]
["A24015EU1_2981_0000","24015","CECIL","Upper Eastern Shore","Eastern Shore of Chesapeake Bay","Agriculture",10017.96083,7950.2387220000001,7112.7606100000003,7050.0975070000004,6749.2851330000003,6530.9051209999998,6193.687688,5246.2751159999998,4001.9514530000001]
["A24015EU1_2981_0000","24015","CECIL","Upper Eastern Shore","Eastern Shore of Chesapeake Bay","Forest",5885.0287779999999,4137.7837680000002,4057.1486960000002,3991.7166440000001,3920.5153660000001,3872.2377320000001,3681.9803919999999,4042.0564399999998,4031.9949360000001]
["A24015EU1_2981_0000","24015","CECIL","Upper Eastern Shore","Eastern Shore of Chesapeake Bay","Non-Tidal Atm",59.792739869999998,35.549739840000001,35.549739840000001,35.549739840000001,35.549739840000001,35.549739840000001,35.549739840000001,35.549740059999998,35.549740200000002]
["A24015EU1_2981_0000","24015","CECIL","Upper Eastern Shore","Eastern Shore of Chesapeake Bay","Septic",1025.395996,2054.0820309999999,2117.8520509999998,2151.8090820000002,2185.7690429999998,2219.7319339999999,2210.3640140000002,1523.934346,1127.9892090000001]
["A24015EU1_2981_0000","24015","CECIL","Upper Eastern Shore","Eastern Shore of Chesapeake Bay","Stormwater",6878.7526250000001,8849.3617560000002,8831.4630739999993,8888.7963940000009,9170.0236129999994,9271.7889410000007,9768.912628,7158.6738329999998,6043.481006]
["A24015EU1_2981_0000","24015","CECIL","Upper Eastern Shore","Eastern Shore of Chesapeake Bay","Wastewater",0,0,0,0,0,0,6.087110043,3.64926708,6.0821117999999998]
["A24015EU1_2982_0000","24015","CECIL","Upper Eastern Shore","Eastern Shore of Chesapeake Bay","Agriculture",1839.252614,1459.7566810000001,1305.859072,1294.347342,1235.984854,1199.11169,1137.2317880000001,963.18853120000006,734.74150369999995]
["A24015EU1_2982_0000","24015","CECIL","Upper Eastern Shore","Eastern Shore of Chesapeake Bay","Forest",2478.7453770000002,1631.039818,1659.3970569999999,1628.691963,1603.780197,1558.479828,1449.263543,1652.9714779999999,1648.6877589999999]
["A24015EU1_2982_0000","24015","CECIL","Upper Eastern Shore","Eastern Shore of Chesapeake Bay","Non-Tidal Atm",263.0809021,156.41459660000001,156.41459660000001,156.41459660000001,156.41459660000001,156.41459660000001,156.41459660000001,156.41459370000001,156.41459180000001]
["A24015EU1_2982_0000","24015","CECIL","Upper Eastern Shore","Eastern Shore of Chesapeake Bay","Septic",327.75680540000002,384.9755859,381.4356995,378.02969359999997,374.62429809999998,374.63439940000001,354.4071045,271.47438360000001,198.1668396]
["A24015EU1_2982_0000","24015","CECIL","Upper Eastern Shore","Eastern Shore of Chesapeake Bay","Stormwater",10480.742550000001,9859.6970209999999,9582.6918939999996,9630.9497300000003,9660.2621209999998,9830.8478090000008,9932.6887210000004,7758.3695930000004,6542.1547259999998]
["A24015EU1_2982_0000","24015","CECIL","Upper Eastern Shore","Eastern Shore of Chesapeake Bay","Wastewater",52508.949220000002,111790.2169,38021.787360000002,13610.837159999999,12743.24732,10265.294190000001,8868.4491419999995,37505.865160000001,37161.917029999997]
["A24015EU1_2983_0000","24015","CECIL","Upper Eastern Shore","Eastern Shore of Chesapeake Bay","Agriculture",21406.538359999999,16988.529989999999,15198.61023,15065.110860000001,14402.450559999999,13955.261699999999,13234.63695,11210.485839999999,8551.7362429999994]
["A24015EU1_2983_0000","24015","CECIL","Upper Eastern Shore","Eastern Shore of Chesapeake Bay","Forest",4487.3525390000004,2980.3082119999999,2932.8608399999998,2890.2754669999999,2849.1071470000002,2796.6868129999998,3172.3028410000002,2922.0049220000001,2914.7676430000001]
["A24015EU1_2983_0000","24015","CECIL","Upper Eastern Shore","Eastern Shore of Chesapeake Bay","Non-Tidal Atm",478.32400510000002,284.38729860000001,284.38729860000001,284.38729860000001,284.38729860000001,284.38729860000001,284.38729860000001,284.38729690000002,284.38729569999998]
["A24015EU1_2983_0000","24015","CECIL","Upper Eastern Shore","Eastern Shore of Chesapeake Bay","Septic",1713.755981,3277.0170899999998,3362.280029,3407.3869629999999,3505.1110840000001,3602.8081050000001,3550.7280270000001,2416.6138769999998,1786.1697750000001]
["A24015EU1_2983_0000","24015","CECIL","Upper Eastern Shore","Eastern Shore of Chesapeake Bay","Stormwater",5245.4978339999998,7428.9049910000003,7456.1297910000003,7481.9038929999997,7599.7949820000003,7806.7689209999999,6539.5400090000003,5996.5827289999997,5023.5513549999996]
["A24015EU1_2983_0000","24015","CECIL","Upper Eastern Shore","Eastern Shore of Chesapeake Bay","Wastewater",0,0,0,0,0,0,0,0]
["A24015EU1_2984_0000","24015","CECIL","Upper Eastern Shore","Eastern Shore of Chesapeake Bay","Agriculture",19615.486430000001,15566.95866,13926.680710000001,13804.69497,13166.13747,12787.65517,12127.56206,10272.38891,7836.1943769999998]
["A24015EU1_2984_0000","24015","CECIL","Upper Eastern Shore","Eastern Shore of Chesapeake Bay","Forest",16323.09936,12702.726930000001,12644.76483,12532.42957,12448.082399999999,12363.89313,11953.686890000001,12600.5098,12571.006450000001]
["A24015EU1_2984_0000","24015","CECIL","Upper Eastern Shore","Eastern Shore of Chesapeake Bay","Non-Tidal Atm",920.78320310000004,547.45111080000004,547.45111080000004,547.45111080000004,547.45111080000004,547.45111080000004,547.45111080000004,547.45111020000002,547.45110980000004]
["A24015EU1_2984_0000","24015","CECIL","Upper Eastern Shore","Eastern Shore of Chesapeake Bay","Septic",13391.639649999999,19144.800780000001,19533.839840000001,19714.089840000001,20113.869139999999,20478.359380000002,20957.769530000001,14019.030070000001,10342.490229999999]
["A24015EU1_2984_0000","24015","CECIL","Upper Eastern Shore","Eastern Shore of Chesapeake Bay","Stormwater",10323.108249999999,13341.23126,13192.627140000001,13318.113160000001,13498.915709999999,13874.417240000001,14853.07987,10653.41257,8960.6028569999999]
["A24015EU1_2984_0000","24015","CECIL","Upper Eastern Shore","Eastern Shore of Chesapeake Bay","Wastewater",0,1.8288379910000001,1.8288379910000001,1.8288379910000001,1.8288379910000001,1.8288379910000001,1.8288379910000001,1.8279367959999999,1.8273360000000001]
["A24015SL2_2480_0001","24015","CECIL","Upper Western Shore","Susquehanna River Basin","Agriculture",157076.54920000001,125097.38069999999,112959.65549999999,113097.98510000001,107580.8417,104715.621,99295.057530000005,93632.208849999995,80747.244390000007]
["A24015SL2_2480_0001","24015","CECIL","Upper Western Shore","Susquehanna River Basin","Forest",29772.47046,20692.13135,20527.017759999999,20303.79163,20030.027399999999,19805.63422,20465.632870000001,20532.05674,20535.41606]
["A24015SL2_2480_0001","24015","CECIL","Upper Western Shore","Susquehanna River Basin","Non-Tidal Atm",2081.1379390000002,1237.339966,1237.339966,1237.339966,1237.339966,1237.339966,1237.339966,1237.3399999999999,1237.340023]
["A24015SL2_2480_0001","24015","CECIL","Upper Western Shore","Susquehanna River Basin","Septic",12856,19934.339840000001,20737.789059999999,21138.230469999999,21658.039059999999,22177.679690000001,21408.699219999999,16174.70348,13132.646419999999]
["A24015SL2_2480_0001","24015","CECIL","Upper Western Shore","Susquehanna River Basin","Stormwater",29025.811399999999,41565.316400000003,41388.257879999997,41458.86853,42319.009279999998,43275.525399999999,40520.42944,35481.454169999997,31543.585040000002]
["A24015SL2_2480_0001","24015","CECIL","Upper Western Shore","Susquehanna River Basin","Wastewater",7996.0209960000002,13706.434380000001,16978.174609999998,23535.334770000001,9888.0603570000003,11323.99395,9815.0992239999996,12948.97926,10262.84902]
["A24015SL9_2720_0001","24015","CECIL","Upper Western Shore","Susquehanna River Basin","Agriculture",38338.682699999998,30524.475999999999,27540.712220000001,27569.463339999998,26235.311949999999,25536.113160000001,24221.124960000001,20821.01282,16341.21321]
["A24015SL9_2720_0001","24015","CECIL","Upper Western Shore","Susquehanna River Basin","Forest",24030.910159999999,20262.682499999999,20244.692319999998,20141.852780000001,20121.126219999998,20081.61377,20235.528450000002,20186.23646,20147.265879999999]
["A24015SL9_2720_0001","24015","CECIL","Upper Western Shore","Susquehanna River Basin","Non-Tidal Atm",22714.230469999999,13504.73047,13504.73047,13504.73047,13504.73047,13504.73047,13504.73047,13504.731970000001,13504.732969999999]
["A24015SL9_2720_0001","24015","CECIL","Upper Western Shore","Susquehanna River Basin","Septic",1562.30603,2068.741943,2093.6220699999999,2107.8549800000001,2150.548096,2193.241943,2272.7729490000002,1516.6457519999999,1131.994874]
["A24015SL9_2720_0001","24015","CECIL","Upper Western Shore","Susquehanna River Basin","Stormwater",8168.4021910000001,9405.5177619999995,9222.3939520000004,9290.0951239999995,9248.2623289999992,9614.0711680000004,8979.0494999999992,7541.5070109999997,6420.9157169999999]
["A24015SL9_2720_0001","24015","CECIL","Upper Western Shore","Susquehanna River Basin","Wastewater",239.84140009999999,15.265029910000001,43.728919980000001,37.813289640000001,110.10009770000001,147.03649899999999,168.7669181,177.55244400000001,266.76812660000002]
["A24015SL9_2970_0000","24015","CECIL","Upper Western Shore","Susquehanna River Basin","Agriculture",31347.481500000002,24965.46272,22542.76267,22570.861400000002,21496.834719999999,20898.140070000001,19815.72262,16803.40264,12977.162630000001]
["A24015SL9_2970_0000","24015","CECIL","Upper Western Shore","Susquehanna River Basin","Forest",13870.35693,10764.302250000001,10749.46564,10616.06653,10494.255219999999,10334.954530000001,9933.2485049999996,10710.257750000001,10684.11916]
["A24015SL9_2970_0000","24015","CECIL","Upper Western Shore","Susquehanna River Basin","Non-Tidal Atm",5026.4438479999999,2988.469971,2988.469971,2988.469971,2988.469971,2988.469971,2988.469971,2988.47,2988.4700200000002]
["A24015SL9_2970_0000","24015","CECIL","Upper Western Shore","Susquehanna River Basin","Septic",3192.3930660000001,4290.8559569999998,4354.9790039999998,4386.0849609999996,4459.9829099999997,4536.0600590000004,4636.2138670000004,3121.5198639999999,2299.2137699999998]
["A24015SL9_2970_0000","24015","CECIL","Upper Western Shore","Susquehanna River Basin","Stormwater",30172.180550000001,28799.99595,28354.203450000001,28490.10039,28714.563770000001,29309.620050000001,30076.73302,22899.641370000001,19263.266660000001]
["A24015SL9_2970_0000","24015","CECIL","Upper Western Shore","Susquehanna River Basin","Wastewater",19521.009770000001,5698.8339839999999,4622.283203,8270.4384769999997,4459.8598629999997,4866.6318359999996,3484.8911130000001,8347.4861710000005,10830.954820000001]
["A24015SL9_2971_0000","24015","CECIL","Upper Western Shore","Susquehanna River Basin","Agriculture",11931.898010000001,9502.8063750000001,8580.5508370000007,8591.4291819999999,8172.1076389999998,7954.3753299999998,7542.7204460000003,6396.009712,4939.6489620000002]
["A24015SL9_2971_0000","24015","CECIL","Upper Western Shore","Susquehanna River Basin","Forest",5315.8594979999998,3907.4503020000002,3853.1401219999998,3811.3325199999999,3763.6543729999999,3740.6181489999999,3624.0077059999999,3839.3909349999999,3830.2248100000002]
["A24015SL9_2971_0000","24015","CECIL","Upper Western Shore","Susquehanna River Basin","Non-Tidal Atm",11121.150390000001,6612.0708009999998,6612.0708009999998,6612.0708009999998,6612.0708009999998,6612.0708009999998,6612.0708009999998,6612.0707759999996,6612.0707590000002]
["A24015SL9_2971_0000","24015","CECIL","Upper Western Shore","Susquehanna River Basin","Septic",0,3132.405029,3368.0339359999998,3484.9499510000001,3613.8610840000001,3742.693115,3844.7250979999999,2443.3027149999998,1826.8152339999999]
["A24015SL9_2971_0000","24015","CECIL","Upper Western Shore","Susquehanna River Basin","Stormwater",2533.3666459999999,4383.0109560000001,4448.6077420000001,4464.6466369999998,4604.0453040000002,4685.5433810000004,4966.9120860000003,3546.162022,2944.5315420000002]
["A24015SL9_2971_0000","24015","CECIL","Upper Western Shore","Susquehanna River Basin","Wastewater",0,0,0,0,0,0,0,0]
["A24017PL0_5290_0000","24017","CHARLES","Middle Potomac","Potomac River Basin","Agriculture",731.56748760000005,433.14295829999998,415.86382809999998,406.56594319999999,386.42739669999997,388.7193049,357.25592970000002,341.1550924,291.34926860000002]
["A24017PL0_5290_0000","24017","CHARLES","Middle Potomac","Potomac River Basin","Forest",2080.7491909999999,1727.9703979999999,1728.841774,1742.944107,1746.9176560000001,1747.3255999999999,1733.541183,1742.7338030000001,1751.995156]
["A24017PL0_5290_0000","24017","CHARLES","Middle Potomac","Potomac River Basin","Non-Tidal Atm",361.2668152,168.0856934,168.0856934,168.0856934,168.0856934,168.0856934,168.0856934,168.0856939,168.08569420000001]
["A24017PL0_5290_0000","24017","CHARLES","Middle Potomac","Potomac River Basin","Septic",0,1565.651001,1443.5780030000001,1386.248047,1374.7960210000001,1354.5789789999999,1581.4370120000001,1100.1814919999999,871.25048389999995]
["A24017PL0_5290_0000","24017","CHARLES","Middle Potomac","Potomac River Basin","Stormwater",637.6973395,497.8325931,481.24813039999998,477.45948800000002,481.30381770000002,469.8587799,516.61430359999997,409.3559985,361.42791060000002]
["A24017PL0_5290_0000","24017","CHARLES","Middle Potomac","Potomac River Basin","Wastewater",0,0,0,0,0,0,0,0]
["A24017PL0_5390_0000","24017","CHARLES","Lower Potomac","Potomac River Basin","Agriculture",2386.0560380000002,1413.2820670000001,1290.9771040000001,1261.742481,1215.728983,1219.329778,1118.2369590000001,1039.0816259999999,871.15130839999995]
["A24017PL0_5390_0000","24017","CHARLES","Lower Potomac","Potomac River Basin","Forest",8844.7468869999993,6635.7746889999999,6626.9308769999998,6582.030761,6551.0606079999998,6451.1337590000003,6722.5619200000001,6676.2701219999999,6709.1629519999997]
["A24017PL0_5390_0000","24017","CHARLES","Lower Potomac","Potomac River Basin","Non-Tidal Atm",1012.244995,470.96459959999999,470.96459959999999,470.96459959999999,470.96459959999999,470.96459959999999,470.96459959999999,470.9645984,470.96459759999999]
["A24017PL0_5390_0000","24017","CHARLES","Lower Potomac","Potomac River Basin","Septic",4627.341797,7030.0732420000004,7294.8388670000004,7429.6162109999996,7520.4169920000004,7622.4047849999997,1954.984009,5719.4473500000004,4669.1863380000004]
["A24017PL0_5390_0000","24017","CHARLES","Lower Potomac","Potomac River Basin","Stormwater",7634.3165179999996,8142.067489,7682.7304819999999,8202.1784979999993,8275.9685360000003,8800.8353270000007,7199.640625,7173.7283420000003,6834.393583]
["A24017PL0_5390_0000","24017","CHARLES","Lower Potomac","Potomac River Basin","Wastewater",156041.29689999999,79801.921879999994,32207.240229999999,104897.2969,42500.449220000002,49243.761720000002,48321.808590000001,129832.4001,194915.84]
["A24017PL0_5391_0000","24017","CHARLES","Lower Potomac","Potomac River Basin","Agriculture",4459.6284340000002,2641.5830289999999,2412.933141,2358.1846839999998,1322.405544,1304.651439,1229.499654,1942.1441130000001,1628.284762]
["A24017PL0_5391_0000","24017","CHARLES","Lower Potomac","Potomac River Basin","Forest",11184.400149999999,9313.7317199999998,9309.7731930000009,9385.4848939999993,9457.3379220000006,9455.6800839999996,9304.6208810000007,9384.2285580000007,9433.8654669999996]
["A24017PL0_5391_0000","24017","CHARLES","Lower Potomac","Potomac River Basin","Non-Tidal Atm",915.67999269999996,426.03601070000002,426.03601070000002,426.03601070000002,426.03601070000002,426.03601070000002,426.03601070000002,426.03601229999998,426.03601329999998]
["A24017PL0_5391_0000","24017","CHARLES","Lower Potomac","Potomac River Basin","Septic",0,1632.1729740000001,1611.3210449999999,1603.7320560000001,1611.36499,1619.0229489999999,2163.9650879999999,1249.267161,1007.897905]
["A24017PL0_5391_0000","24017","CHARLES","Lower Potomac","Potomac River Basin","Stormwater",2036.01178,1441.7268750000001,1397.4748420000001,1482.1623609999999,1479.2952769999999,1498.025879,1926.6251830000001,1288.415191,1215.708758]
["A24017PL0_5391_0000","24017","CHARLES","Lower Potomac","Potomac River Basin","Wastewater",0,0,0,0,0,0,0,0]
["A24017PL0_5392_0000","24017","CHARLES","Lower Potomac","Potomac River Basin","Agriculture",3281.8346270000002,1943.972096,1775.6543369999999,1735.420613,1666.919306,1676.97469,1538.077777,1429.192798,1198.2184380000001]
["A24017PL0_5392_0000","24017","CHARLES","Lower Potomac","Potomac River Basin","Forest",12281.98645,10175.237880000001,10164.485570000001,10259.766659999999,10272.558139999999,10270.385249999999,10157.47632,10246.1901,10300.65978]
["A24017PL0_5392_0000","24017","CHARLES","Lower Potomac","Potomac River Basin","Non-Tidal Atm",1784.8630370000001,830.43829349999999,830.43829349999999,830.43829349999999,830.43829349999999,830.43829349999999,830.43829349999999,830.43830030000004,830.43830490000005]
["A24017PL0_5392_0000","24017","CHARLES","Lower Potomac","Potomac River Basin","Septic",0,1268.5939940000001,1232.3439940000001,1214.9370120000001,1207.9849850000001,1201.088013,1329.095947,951.07239440000001,763.55799460000003]
["A24017PL0_5392_0000","24017","CHARLES","Lower Potomac","Potomac River Basin","Stormwater",1453.796247,1050.205976,1026.676551,1017.735394,1013.0368539999999,1017.522705,1509.0299230000001,898.85088870000004,813.63378020000005]
["A24017PL0_5392_0000","24017","CHARLES","Lower Potomac","Potomac River Basin","Wastewater",0,0,0,0,0,0,0,0]
["A24017PL0_5440_0000","24017","CHARLES","Lower Potomac","Potomac River Basin","Agriculture",18683.957340000001,11067.140219999999,10463.89414,10230.58253,9762.1050869999999,9815.6207209999993,9015.0180779999992,8535.2111129999994,7249.4224299999996]
["A24017PL0_5440_0000","24017","CHARLES","Lower Potomac","Potomac River Basin","Forest",21265.418819999999,15100.80847,15043.672119999999,14667.46485,14547.2019,14367.47913,14186.80884,15146.01352,15214.241120000001]
["A24017PL0_5440_0000","24017","CHARLES","Lower Potomac","Potomac River Basin","Non-Tidal Atm",236.0731049,109.8370972,109.8370972,109.8370972,109.8370972,109.8370972,109.8370972,109.83709519999999,109.83709380000001]
["A24017PL0_5440_0000","24017","CHARLES","Lower Potomac","Potomac River Basin","Septic",15288.45996,20909.480469999999,21570.269530000001,21905.759770000001,22152.890630000002,22431.449219999999,15811.839840000001,16891.64112,13772.55551]
["A24017PL0_5440_0000","24017","CHARLES","Lower Potomac","Potomac River Basin","Stormwater",33451.153720000002,35521.629309999997,33108.703090000003,35734.345650000003,35759.312689999999,36610.756540000002,36539.840029999999,31333.10716,30149.376550000001]
["A24017PL0_5440_0000","24017","CHARLES","Lower Potomac","Potomac River Basin","Wastewater",45664.238279999998,29354.7605,14547.209720000001,16240.709720000001,17811.039799999999,15615.480229999999,20428.0141,18675.52259,21427.731169999999]
["A24017PL0_5450_0000","24017","CHARLES","Lower Potomac","Potomac River Basin","Agriculture",8768.3465429999997,5193.85293,4910.7504490000001,4801.2249119999997,4577.0336660000003,4606.4298950000002,4230.8264479999998,4005.5854469999999,3402.1421129999999]
["A24017PL0_5450_0000","24017","CHARLES","Lower Potomac","Potomac River Basin","Forest",28943.10815,23395.26685,23290.649969999999,23244.862550000002,23240.676029999999,23109.805059999999,22899.478510000001,23468.812959999999,23587.58829]
["A24017PL0_5450_0000","24017","CHARLES","Lower Potomac","Potomac River Basin","Non-Tidal Atm",597.3400269,277.92279050000002,277.92279050000002,277.92279050000002,277.92279050000002,277.92279050000002,277.92279050000002,277.92278879999998,277.92278759999999]
["A24017PL0_5450_0000","24017","CHARLES","Lower Potomac","Potomac River Basin","Septic",11238.799800000001,12977.929690000001,12740.740229999999,12624.360350000001,12522.190430000001,12420.559569999999,8265.6972659999992,9858.0271090000006,7936.2183610000002]
["A24017PL0_5450_0000","24017","CHARLES","Lower Potomac","Potomac River Basin","Stormwater",11748.08704,12446.20203,12236.23828,13710.653749999999,13508.149719999999,14189.11182,15061.21509,11860.95721,11610.769829999999]
["A24017PL0_5450_0000","24017","CHARLES","Lower Potomac","Potomac River Basin","Wastewater",784.57147220000002,2917.8157040000001,2638.8911130000001,2638.8911130000001,2638.8911130000001,2638.8911130000001,4.6246218680000002,1057.7445929999999,3.6469132219999998]
["A24017PL0_5510_0001","24017","CHARLES","Lower Potomac","Potomac River Basin","Agriculture",50034.09044,29636.798220000001,28021.479520000001,27396.645199999999,26100.764050000002,26285.37213,24141.603029999998,24682.765240000001,22456.955720000002]
["A24017PL0_5510_0001","24017","CHARLES","Lower Potomac","Potomac River Basin","Forest",24913.719489999999,21208.699519999998,21306.525819999999,21392.302179999999,21470.16071,21474.553769999999,20823.739440000001,21549.101650000001,21710.818879999999]
["A24017PL0_5510_0001","24017","CHARLES","Lower Potomac","Potomac River Basin","Non-Tidal Atm",1772.3819579999999,824.63177489999998,824.63177489999998,824.63177489999998,824.63177489999998,824.63177489999998,824.63177489999998,824.63179839999998,824.63181399999996]
["A24017PL0_5510_0001","24017","CHARLES","Lower Potomac","Potomac River Basin","Septic",6706.6928710000002,10263.719730000001,10506.049800000001,10633.29004,10830.12988,11024.259770000001,12722.650390000001,8777.9250190000002,7625.8418320000001]
["A24017PL0_5510_0001","24017","CHARLES","Lower Potomac","Potomac River Basin","Stormwater",11352.56494,11721.287899999999,11320.590759999999,12295.13242,12297.88089,12498.17542,14661.49683,11204.65503,11127.36455]
["A24017PL0_5510_0001","24017","CHARLES","Lower Potomac","Potomac River Basin","Wastewater",647.67218019999996,221.88428210000001,137.57083130000001,406.67841329999999,137.11854550000001,152.4434814,114.54473400000001,206.3078782,252.13257609999999]
["A24017PL0_5530_5710","24017","CHARLES","Lower Potomac","Potomac River Basin","Agriculture",8847.5281660000001,5240.7211719999996,4954.9985379999998,4844.5045220000002,4623.0325169999996,4647.9905040000003,4268.9610510000002,4385.4728370000003,4005.7890360000001]
["A24017PL0_5530_5710","24017","CHARLES","Lower Potomac","Potomac River Basin","Forest",7530.5277100000003,5747.8576499999999,5745.901261,5654.6495519999999,5657.5894019999996,5581.8368829999999,5888.7569279999998,5808.0879189999996,5849.5456899999999]
["A24017PL0_5530_5710","24017","CHARLES","Lower Potomac","Potomac River Basin","Non-Tidal Atm",280.90658569999999,130.69670099999999,130.69670099999999,130.69670099999999,130.69670099999999,130.69670099999999,130.69670099999999,130.69668730000001,130.69667810000001]
["A24017PL0_5530_5710","24017","CHARLES","Lower Potomac","Potomac River Basin","Septic",3454.5219729999999,5167.7509769999997,5428.5659180000002,5563.2680659999996,5658.5297849999997,5753.5742190000001,3176.0820309999999,4584.3997310000004,4021.622273]
["A24017PL0_5530_5710","24017","CHARLES","Lower Potomac","Potomac River Basin","Stormwater",8049.3632900000002,8413.6197749999992,8015.7506629999998,8842.5286789999991,8791.7316589999991,9153.5289310000007,7411.7955320000001,8112.7540829999998,8177.4230299999999]
["A24017PL0_5530_5710","24017","CHARLES","Lower Potomac","Potomac River Basin","Wastewater",0,0,0,0,0,0,0,0]
["A24017PL0_5580_0000","24017","CHARLES","Lower Potomac","Potomac River Basin","Agriculture",26451.723559999999,15668.226549999999,14311.82509,13987.06012,13431.611419999999,13517.61493,12397.12492,11519.22819,9657.4969270000001]
["A24017PL0_5580_0000","24017","CHARLES","Lower Potomac","Potomac River Basin","Forest",23782.93921,20334.431219999999,20339.97394,20564.744869999999,20623.907899999998,20644.654849999999,20547.316589999999,20504.365419999998,20613.959750000002]
["A24017PL0_5580_0000","24017","CHARLES","Lower Potomac","Potomac River Basin","Non-Tidal Atm",4224.2739259999998,1965.4169919999999,1965.4169919999999,1965.4169919999999,1965.4169919999999,1965.4169919999999,1965.4169919999999,1965.416978,1965.416968]
["A24017PL0_5580_0000","24017","CHARLES","Lower Potomac","Potomac River Basin","Septic",0,3657.6770019999999,3694.2060550000001,3707.3549800000001,3728.1389159999999,3761.7009280000002,4404.4741210000002,2879.0786450000001,2335.6603709999999]
["A24017PL0_5580_0000","24017","CHARLES","Lower Potomac","Potomac River Basin","Stormwater",3530.810097,2696.587325,2961.497562,2907.5303960000001,2920.6941830000001,2977.0820629999998,3226.181732,2594.8323970000001,2350.388954]
["A24017PL0_5580_0000","24017","CHARLES","Lower Potomac","Potomac River Basin","Wastewater",0,0,0,0,0,0,0,0]
["A24017PL0_5581_0000","24017","CHARLES","Lower Potomac","Potomac River Basin","Agriculture",5257.0492709999999,3113.9562409999999,2844.437187,2779.7879809999999,2678.9629329999998,2686.6090709999999,2463.9484229999998,2289.4047559999999,1919.383135]
["A24017PL0_5581_0000","24017","CHARLES","Lower Potomac","Potomac River Basin","Forest",11415.97198,9148.5120850000003,9179.7159420000007,9133.2167669999999,9119.8431390000005,9065.4535219999998,9364.5300289999996,9248.6795579999998,9294.6553010000007]
["A24017PL0_5581_0000","24017","CHARLES","Lower Potomac","Potomac River Basin","Non-Tidal Atm",972.90502930000002,452.66088869999999,452.66088869999999,452.66088869999999,452.66088869999999,452.66088869999999,452.66088869999999,452.66088810000002,452.66088769999999]
["A24017PL0_5581_0000","24017","CHARLES","Lower Potomac","Potomac River Basin","Septic",10657.280269999999,10670.76953,10644.990229999999,10621.190430000001,10630.62012,10640.320309999999,8483.6611329999996,8268.6220599999997,6684.3766130000004]
["A24017PL0_5581_0000","24017","CHARLES","Lower Potomac","Potomac River Basin","Stormwater",9453.1998500000009,8695.8442309999991,8334.8534010000003,9091.8966060000002,9167.0234070000006,9340.0372310000002,7720.2919920000004,7789.0272649999997,7425.1431750000002]
["A24017PL0_5581_0000","24017","CHARLES","Lower Potomac","Potomac River Basin","Wastewater",12439.87988,16849.5,5565.5058589999999,3250.0358890000002,2400.6340329999998,1782.3339840000001,2146.280029,6947.3485540000001,7868.5770169999996]
["A24017PL0_5582_0000","24017","CHARLES","Lower Potomac","Potomac River Basin","Agriculture",6008.788004,3559.108827,3365.1862460000002,3290.122777,3139.3189790000001,3156.607446,2899.311557,2744.914014,2331.3991930000002]
["A24017PL0_5582_0000","24017","CHARLES","Lower Potomac","Potomac River Basin","Forest",17527.981319999999,14488.02015,14472.98077,14605.467290000001,14619.55298,14601.572270000001,14394.79682,14589.095789999999,14666.505800000001]
["A24017PL0_5582_0000","24017","CHARLES","Lower Potomac","Potomac River Basin","Non-Tidal Atm",250.38740540000001,116.4971008,116.4971008,116.4971008,116.4971008,116.4971008,116.4971008,116.4971015,116.497102]
["A24017PL0_5582_0000","24017","CHARLES","Lower Potomac","Potomac River Basin","Septic",0,2320.913086,2410.155029,2456.173096,2496.0639649999998,2532.8129880000001,2617.461914,1890.2173700000001,1543.5922639999999]
["A24017PL0_5582_0000","24017","CHARLES","Lower Potomac","Potomac River Basin","Stormwater",2650.7347810000001,2513.725046,2360.341398,2331.7441939999999,2367.810234,2402.3510289999999,3060.4675750000001,2091.139365,1911.671343]
["A24017PL0_5582_0000","24017","CHARLES","Lower Potomac","Potomac River Basin","Wastewater",0,0,0,0,0,0,0,0]
["A24017PL0_5583_0000","24017","CHARLES","Lower Potomac","Potomac River Basin","Agriculture",8628.5773929999996,5111.0594760000004,4832.3474429999997,4724.6363380000003,4508.5755369999997,4533.0061240000005,4163.3415279999999,3941.6673249999999,3347.8805790000001]
["A24017PL0_5583_0000","24017","CHARLES","Lower Potomac","Potomac River Basin","Forest",11979.312739999999,10105.95325,10115.42749,10171.205019999999,10189.89795,10180.614659999999,10025.8591,10195.428529999999,10248.762549999999]
["A24017PL0_5583_0000","24017","CHARLES","Lower Potomac","Potomac River Basin","Non-Tidal Atm",85.837463380000003,39.937370299999998,39.937370299999998,39.937370299999998,39.937370299999998,39.937370299999998,39.937370299999998,39.93737033,39.937370350000002]
["A24017PL0_5583_0000","24017","CHARLES","Lower Potomac","Potomac River Basin","Septic",0,3058.568115,3161.3940429999998,3212.9179690000001,3238.2429200000001,3272.626953,4354.4379879999997,2476.0662689999999,2019.1810860000001]
["A24017PL0_5583_0000","24017","CHARLES","Lower Potomac","Potomac River Basin","Stormwater",3368.189163,2643.066585,2587.0865410000001,2870.2553710000002,2921.3938250000001,2936.9888310000001,3453.0648809999998,2441.1434399999998,2343.848039]
["A24017PL0_5583_0000","24017","CHARLES","Lower Potomac","Potomac River Basin","Wastewater",0,0,0,0,0,0,6.087110043,3.64926708,6.0821117999999998]
["A24017PL0_5584_0000","24017","CHARLES","Lower Potomac","Potomac River Basin","Agriculture",28096.995040000002,16642.748599999999,15000.98372,14658.23227,14124.21897,14207.52145,13022.736989999999,12015.546770000001,10025.25546]
["A24017PL0_5584_0000","24017","CHARLES","Lower Potomac","Potomac River Basin","Forest",19368.198479999999,16350.89905,16433.86939,16533.976869999999,16566.610290000001,16560.48401,16245.900449999999,16563.64114,16650.155640000001]
["A24017PL0_5584_0000","24017","CHARLES","Lower Potomac","Potomac River Basin","Non-Tidal Atm",990.78979489999995,460.98208620000003,460.98208620000003,460.98208620000003,460.98208620000003,460.98208620000003,460.98208620000003,460.98208779999999,460.98208890000001]
["A24017PL0_5584_0000","24017","CHARLES","Lower Potomac","Potomac River Basin","Septic",8247.7460940000001,9104.2753909999992,9206.75,9261.3779300000006,9295.6152340000008,9366.2470699999994,10467.139649999999,7174.9614000000001,5820.4356669999997]
["A24017PL0_5584_0000","24017","CHARLES","Lower Potomac","Potomac River Basin","Stormwater",8956.9300600000006,8011.6782709999998,7702.6393969999999,8164.2721869999996,8270.1152949999996,8406.8599849999991,9558.8041990000002,7038.8366180000003,6596.3014320000002]
["A24017PL0_5584_0000","24017","CHARLES","Lower Potomac","Potomac River Basin","Wastewater",438.92111210000002,492.74800979999998,574.29290119999996,262.64421950000002,153.97890580000001,164.0618068,573.88689529999999,672.199071,737.46985089999998]
["A24017PL0_5585_0000","24017","CHARLES","Lower Potomac","Potomac River Basin","Agriculture",10782.988880000001,6387.1175009999997,5834.1700270000001,5701.8088539999999,5482.2681560000001,5510.4171839999999,5053.7140090000003,4695.7888169999997,3936.8680100000001]
["A24017PL0_5585_0000","24017","CHARLES","Lower Potomac","Potomac River Basin","Forest",12309.94397,10430.38342,10451.70822,10545.42215,10578.97861,10578.82199,10546.854069999999,10535.53701,10591.422860000001]
["A24017PL0_5585_0000","24017","CHARLES","Lower Potomac","Potomac River Basin","Non-Tidal Atm",1995.894043,928.62420650000001,928.62420650000001,928.62420650000001,928.62420650000001,928.62420650000001,928.62420650000001,928.62420350000002,928.62420150000003]
["A24017PL0_5585_0000","24017","CHARLES","Lower Potomac","Potomac River Basin","Septic",0,1587.7220460000001,1575.534058,1572.0820309999999,1579.036987,1586.0219729999999,2699.1779790000001,1223.0179189999999,988.007159]
["A24017PL0_5585_0000","24017","CHARLES","Lower Potomac","Potomac River Basin","Stormwater",1577.737406,1220.5123149999999,1143.549775,1249.3330080000001,1226.7365130000001,1273.5444640000001,1280.869385,1063.8389279999999,1010.698363]
["A24017PL0_5585_0000","24017","CHARLES","Lower Potomac","Potomac River Basin","Wastewater",0,0,0,0,0,0,0,0]
["A24017PL0_5670_0000","24017","CHARLES","Lower Potomac","Potomac River Basin","Agriculture",24624.978350000001,14586.16367,14007.73812,13697.87969,13011.22898,13100.868409999999,12040.17311,11498.637919999999,9825.90445]
["A24017PL0_5670_0000","24017","CHARLES","Lower Potomac","Potomac River Basin","Forest",7469.5059810000002,6785.7952580000001,6855.408692,6929.540497,6976.3382570000003,6996.6561279999996,7187.0654910000003,6910.6035250000004,6947.4000800000003]
["A24017PL0_5670_0000","24017","CHARLES","Lower Potomac","Potomac River Basin","Non-Tidal Atm",668.87927249999996,311.2077026,311.2077026,311.2077026,311.2077026,311.2077026,311.2077026,311.20770149999998,311.2077008]
["A24017PL0_5670_0000","24017","CHARLES","Lower Potomac","Potomac River Basin","Septic",0,2063.7150879999999,2113.7829590000001,2133.8278810000002,2088.929932,2109.6721189999998,1967.9279790000001,1653.5679720000001,1346.757981]
["A24017PL0_5670_0000","24017","CHARLES","Lower Potomac","Potomac River Basin","Stormwater",2756.2496809999998,2694.7481459999999,2631.2594089999998,2775.0288289999999,2833.5640450000001,2870.4663390000001,2095.7957299999998,2402.515026,2250.0187700000001]
["A24017PL0_5670_0000","24017","CHARLES","Lower Potomac","Potomac River Basin","Wastewater",0,0,0,0,0,0,0,0]
["A24017PL0_5671_0000","24017","CHARLES","Lower Potomac","Potomac River Basin","Agriculture",28562.40295,16918.44425,15453.903249999999,15103.156569999999,14519.204970000001,14596.186949999999,13386.46263,12438.438969999999,10428.12945]
["A24017PL0_5671_0000","24017","CHARLES","Lower Potomac","Potomac River Basin","Forest",15094.474,13250.20032,13309.802460000001,13469.986269999999,13476.974550000001,13495.70233,13544.558709999999,13417.66375,13489.57128]
["A24017PL0_5671_0000","24017","CHARLES","Lower Potomac","Potomac River Basin","Non-Tidal Atm",1691.8520510000001,787.16351320000001,787.16351320000001,787.16351320000001,787.16351320000001,787.16351320000001,787.16351320000001,787.16350709999995,787.16350309999996]
["A24017PL0_5671_0000","24017","CHARLES","Lower Potomac","Potomac River Basin","Septic",982.31127930000002,1460.762939,1516.0789789999999,1544.610962,1572.9339600000001,1601.474976,2154.1069339999999,1188.8636590000001,970.72011280000004]
["A24017PL0_5671_0000","24017","CHARLES","Lower Potomac","Potomac River Basin","Stormwater",3064.6943409999999,3186.6554249999999,3056.4955519999999,3015.0899880000002,3383.3217089999998,3470.3071519999999,3072.3034899999998,2675.248642,2421.0840349999999]
["A24017PL0_5671_0000","24017","CHARLES","Lower Potomac","Potomac River Basin","Wastewater",3072.4479980000001,3918.0620119999999,1547.1750489999999,2560.6088869999999,2129.616943,2705.9189449999999,1565.6920170000001,670.26429389999998,85.657123909999996]
["A24017PL0_5710_0001","24017","CHARLES","Lower Potomac","Potomac River Basin","Agriculture",7183.0862550000002,4254.8264220000001,3835.0689269999998,3747.4482410000001,3620.1622200000002,3632.2433609999998,3329.3986719999998,3157.7117429999998,2706.1402880000001]
["A24017PL0_5710_0001","24017","CHARLES","Lower Potomac","Potomac River Basin","Forest",2897.9876410000002,2544.3725129999998,2570.036431,2578.6892090000001,2593.125305,2587.9014739999998,2696.0657729999998,2592.7299509999998,2607.8589649999999]
["A24017PL0_5710_0001","24017","CHARLES","Lower Potomac","Potomac River Basin","Non-Tidal Atm",0,0,0,0,0,0,0,0,0]
["A24017PL0_5710_0001","24017","CHARLES","Lower Potomac","Potomac River Basin","Septic",409.33590700000002,569.49981690000004,557.00292969999998,551.07757570000001,557.01672359999998,560.00067139999999,656.82202150000001,439.16709209999999,360.60986700000001]
["A24017PL0_5710_0001","24017","CHARLES","Lower Potomac","Potomac River Basin","Stormwater",1789.2581479999999,1615.9747689999999,1551.6296090000001,1693.0168839999999,1692.6572189999999,1750.3178559999999,1264.8421940000001,1473.215829,1420.9399759999999]
["A24017PL0_5710_0001","24017","CHARLES","Lower Potomac","Potomac River Basin","Wastewater",0,0,0,0,0,0,0,38.089982239999998,63.483303730000003]
["A24017PL0_5720_0001","24017","CHARLES","Lower Potomac","Potomac River Basin","Agriculture",6047.0152070000004,3581.828082,3386.6174350000001,3311.0553719999998,3154.1578199999999,3176.761172,2917.701904,2975.3737580000002,2701.2113060000001]
["A24017PL0_5720_0001","24017","CHARLES","Lower Potomac","Potomac River Basin","Forest",13799.591549999999,11519.290919999999,11519.79578,11633.243109999999,11653.0393,11651.73157,11551.67762,11652.338299999999,11740.699979999999]
["A24017PL0_5720_0001","24017","CHARLES","Lower Potomac","Potomac River Basin","Non-Tidal Atm",93.112823489999997,43.322349549999998,43.322349549999998,43.322349549999998,43.322349549999998,43.322349549999998,43.322349549999998,43.322350270000001,43.322350749999998]
["A24017PL0_5720_0001","24017","CHARLES","Lower Potomac","Potomac River Basin","Septic",0,2303.6159670000002,2237.2919919999999,2205.4279790000001,2190.679932,2178.584961,2400.3911130000001,1839.8347530000001,1574.8632600000001]
["A24017PL0_5720_0001","24017","CHARLES","Lower Potomac","Potomac River Basin","Stormwater",1931.862609,1460.0451049999999,1412.3828129999999,1377.5090029999999,1365.8065799999999,1384.587708,1710.768372,1270.4416229999999,1175.8141639999999]
["A24017PL0_5720_0001","24017","CHARLES","Lower Potomac","Potomac River Basin","Wastewater",0,0,0,0,0,0,0,0]
["A24017PL0_5790_0000","24017","CHARLES","Lower Potomac","Potomac River Basin","Agriculture",47429.964970000001,28094.305420000001,25322.732540000001,24744.063190000001,23928.175139999999,23983.477579999999,21983.239720000001,20283.060870000001,16923.279760000001]
["A24017PL0_5790_0000","24017","CHARLES","Lower Potomac","Potomac River Basin","Forest",24419.929929999998,20915.985359999999,21121.103520000001,21137.85413,21200.142220000002,21176.91346,20098.087889999999,21284.124899999999,21392.805830000001]
["A24017PL0_5790_0000","24017","CHARLES","Lower Potomac","Potomac River Basin","Non-Tidal Atm",2081.7309570000002,968.56158449999998,968.56158449999998,968.56158449999998,968.56158449999998,968.56158449999998,968.56158449999998,968.56159049999997,968.56159449999996]
["A24017PL0_5790_0000","24017","CHARLES","Lower Potomac","Potomac River Basin","Septic",6760.9692379999997,7667.6557620000003,7709.2841799999997,7720.423828,7678.0791019999997,7717.1591799999997,8109.423828,5998.3590709999999,4857.7423310000004]
["A24017PL0_5790_0000","24017","CHARLES","Lower Potomac","Potomac River Basin","Stormwater",15718.209049999999,14128.679469999999,13180.30637,14617.378419999999,14878.387940000001,15052.634029999999,19422.436030000001,12434.442129999999,11937.19931]
["A24017PL0_5790_0000","24017","CHARLES","Lower Potomac","Potomac River Basin","Wastewater",154972.90280000001,158068.3518,158050.09299999999,158879.34419999999,159457.98879999999,157859.53810000001,13503.103880000001,130739.8493,112533.02009999999]
["A24017PL0_5791_0000","24017","CHARLES","Lower Potomac","Potomac River Basin","Agriculture",6500.4226040000003,3850.3492660000002,3470.5474359999998,3391.17173,3271.2479960000001,3287.0484529999999,3012.9239309999998,2779.8119980000001,2319.3217070000001]
["A24017PL0_5791_0000","24017","CHARLES","Lower Potomac","Potomac River Basin","Forest",3537.6563110000002,3095.0631939999998,3117.3221509999998,3153.7359470000001,3172.974228,3181.3868560000001,3201.8555000000001,3142.6476029999999,3159.5312370000001]
["A24017PL0_5791_0000","24017","CHARLES","Lower Potomac","Potomac River Basin","Non-Tidal Atm",193.1463928,89.864692689999998,89.864692689999998,89.864692689999998,89.864692689999998,89.864692689999998,89.864692689999998,89.86469348,89.864694]
["A24017PL0_5791_0000","24017","CHARLES","Lower Potomac","Potomac River Basin","Septic",92.455398560000006,127.0859985,124.53549959999999,123.3321991,124.23729710000001,125.1448975,166.56590270000001,96.320916789999998,77.51119491]
["A24017PL0_5791_0000","24017","CHARLES","Lower Potomac","Potomac River Basin","Stormwater",1227.2456999999999,1030.301348,994.31045070000005,973.39331479999998,978.5693516,966.48800659999995,881.73869330000002,839.55568489999996,736.38584100000003]
["A24017PL0_5791_0000","24017","CHARLES","Lower Potomac","Potomac River Basin","Wastewater",72.979352000000006,7.1411790850000001,3.596981049,0,0,0,7.1362910270000004,4.3605288299999998,4.8695606839999996]
["A24017PL0_5860_0000","24017","CHARLES","Lower Potomac","Potomac River Basin","Agriculture",3093.9890770000002,1832.738102,1673.9871900000001,1636.0063520000001,636.2255566,625.72974350000004,584.23847439999997,1347.3511739999999,1129.59383]
["A24017PL0_5860_0000","24017","CHARLES","Lower Potomac","Potomac River Basin","Forest",878.3224487,825.17747880000002,834.27232170000002,846.18417360000001,918.57140730000003,923.78205109999999,937.16520309999999,841.11956980000002,845.68440190000001]
["A24017PL0_5860_0000","24017","CHARLES","Lower Potomac","Potomac River Basin","Non-Tidal Atm",96.581222530000005,44.936088560000002,44.936088560000002,44.936088560000002,44.936088560000002,44.936088560000002,44.936088560000002,44.936088490000003,44.93608845]
["A24017PL0_5860_0000","24017","CHARLES","Lower Potomac","Potomac River Basin","Septic",0,7.2276420589999999,7.7542209629999999,8.0215950009999997,8.0216083529999995,8.0221109389999992,0,6.1265164460000001,5.0413801019999998]
["A24017PL0_5860_0000","24017","CHARLES","Lower Potomac","Potomac River Basin","Stormwater",108.2507896,100.8635826,95.770421979999995,99.211472509999993,104.36697959999999,100.3464584,40.825729369999998,85.951363259999994,79.405324109999995]
["A24017PL0_5860_0000","24017","CHARLES","Lower Potomac","Potomac River Basin","Wastewater",0,0,0,0,0,0,0,0]
["A24017PL0_5930_0000","24017","CHARLES","Lower Potomac","Potomac River Basin","Agriculture",6981.0973759999997,4135.1279809999996,3777.1774879999998,3691.3508510000001,3544.8601469999999,3567.4696399999998,3271.8339599999999,3040.1345999999999,2548.772676]
["A24017PL0_5930_0000","24017","CHARLES","Lower Potomac","Potomac River Basin","Forest",15439.843140000001,12864.94065,12861.31372,12937.67901,13003.06049,12957.33862,12984.629279999999,12963.356970000001,13031.3858]
["A24017PL0_5930_0000","24017","CHARLES","Lower Potomac","Potomac River Basin","Non-Tidal Atm",676.02032469999995,314.53021239999998,314.53021239999998,314.53021239999998,314.53021239999998,314.53021239999998,314.53021239999998,314.5302102,314.5302087]
["A24017PL0_5930_0000","24017","CHARLES","Lower Potomac","Potomac River Basin","Septic",0,1801.480957,1794.145996,1785.0629879999999,1786.744995,1788.8149410000001,2030.019043,1394.2036680000001,1127.57545]
["A24017PL0_5930_0000","24017","CHARLES","Lower Potomac","Potomac River Basin","Stormwater",1447.466154,1154.2633330000001,1122.93992,1448.216682,1137.909928,1463.8701169999999,1295.7585300000001,1188.3683040000001,1231.987226]
["A24017PL0_5930_0000","24017","CHARLES","Lower Potomac","Potomac River Basin","Wastewater",0,0,0,0,0,0,0,0]
["A24017PL1_5230_0001","24017","CHARLES","Lower Potomac","Potomac River Basin","Agriculture",4284.4391809999997,2537.7913199999998,2399.4844240000002,2346.0191140000002,2234.7985020000001,2250.827499,2067.2672339999999,2246.6631819999998,2144.7823539999999]
["A24017PL1_5230_0001","24017","CHARLES","Lower Potomac","Potomac River Basin","Forest",11018.710510000001,6311.7670589999998,6215.1784049999997,5971.8114009999999,5832.8884580000004,5696.4731590000001,6545.1434630000003,6291.9956529999999,6343.2071509999996]
["A24017PL1_5230_0001","24017","CHARLES","Lower Potomac","Potomac River Basin","Non-Tidal Atm",270.79910280000001,125.9940033,125.9940033,125.9940033,125.9940033,125.9940033,125.9940033,125.994006,125.99400780000001]
["A24017PL1_5230_0001","24017","CHARLES","Lower Potomac","Potomac River Basin","Septic",13647.639649999999,24903.490229999999,24324.570309999999,24049.890630000002,23795.060549999998,23543.119139999999,4585.3168949999999,21167.918949999999,19063.484710000001]
["A24017PL1_5230_0001","24017","CHARLES","Lower Potomac","Potomac River Basin","Stormwater",26516.043369999999,28088.740180000001,26337.566279999999,27596.075799999999,27726.887129999999,28431.064460000001,23067.05127,26950.839110000001,27359.687669999999]
["A24017PL1_5230_0001","24017","CHARLES","Lower Potomac","Potomac River Basin","Wastewater",0,1546.875,1549.38501,1549.38501,1549.38501,1549.38501,5.8486371039999998,623.26030419999995,5.8438337259999997]
["A24017PL2_5300_5630","24017","CHARLES","Lower Potomac","Potomac River Basin","Agriculture",52149.96243,30890.0232,29206.449359999999,28555.21587,27201.682560000001,27383.213790000002,25150.802729999999,26156.03326,24122.42253]
["A24017PL2_5300_5630","24017","CHARLES","Lower Potomac","Potomac River Basin","Forest",46256.203370000003,37713.068729999999,37906.79664,37666.674200000001,37647.529909999997,37455.675909999998,36360.182869999997,38352.650049999997,38649.885670000003]
["A24017PL2_5300_5630","24017","CHARLES","Lower Potomac","Potomac River Basin","Non-Tidal Atm",894.9865112,416.40811159999998,416.40811159999998,416.40811159999998,416.40811159999998,416.40811159999998,416.40811159999998,416.40808029999999,416.40805940000001]
["A24017PL2_5300_5630","24017","CHARLES","Lower Potomac","Potomac River Basin","Septic",19024.529299999998,23648.220700000002,24579.740229999999,25058.060549999998,25689.339840000001,26319.289059999999,16248.76953,20916.90826,18475.020280000001]
["A24017PL2_5300_5630","24017","CHARLES","Lower Potomac","Potomac River Basin","Stormwater",46701.82215,39325.968569999997,37723.671349999997,41427.388460000002,41353.098180000001,42629.457799999996,46190.362090000002,38021.664510000002,38220.32662]
["A24017PL2_5300_5630","24017","CHARLES","Lower Potomac","Potomac River Basin","Wastewater",3751.2598870000002,6387.7041019999997,6403.4877930000002,6404.5190430000002,6404.5190430000002,6404.5190430000002,37.12820816,4189.8713619999999,2714.127074]
["A24017PL2_5630_0001","24017","CHARLES","Lower Potomac","Potomac River Basin","Agriculture",8519.8840189999992,5046.5279650000002,4548.6902239999999,4444.8039179999996,4282.2901609999999,4308.1800629999998,3948.860827,3762.757928,3238.8030650000001]
["A24017PL2_5630_0001","24017","CHARLES","Lower Potomac","Potomac River Basin","Forest",7482.8166499999998,6207.6005560000003,6207.5827179999997,6238.986328,6242.9431459999996,6238.3636779999997,6058.237854,6264.056482,6301.7056579999999]
["A24017PL2_5630_0001","24017","CHARLES","Lower Potomac","Potomac River Basin","Non-Tidal Atm",3.2597329620000002,1.516648054,1.516648054,1.516648054,1.516648054,1.516648054,1.516648054,1.516647726,1.5166475070000001]
["A24017PL2_5630_0001","24017","CHARLES","Lower Potomac","Potomac River Basin","Septic",0,3260.2041020000001,3379.8120119999999,3443.1469729999999,3528.6579590000001,3610.8391109999998,4312.421875,2712.9185200000002,2268.322858]
["A24017PL2_5630_0001","24017","CHARLES","Lower Potomac","Potomac River Basin","Stormwater",1653.1623540000001,2264.7942509999998,2201.0468139999998,2390.855865,2426.727425,2489.0023809999998,3191.1576540000001,2120.0725819999998,2066.0897599999998]
["A24017PL2_5630_0001","24017","CHARLES","Lower Potomac","Potomac River Basin","Wastewater",0,0,0,0,0,0,0,0]
["A24017PL2_5800_0000","24017","CHARLES","Lower Potomac","Potomac River Basin","Agriculture",10903.183849999999,6458.3180700000003,5899.2273130000003,5765.2591499999999,5542.568158,5571.8297970000003,5109.949216,4748.1026089999996,3980.6861399999998]
["A24017PL2_5800_0000","24017","CHARLES","Lower Potomac","Potomac River Basin","Forest",6255.4902949999996,5479.6739660000003,5503.0535890000001,5550.3724519999996,5574.6533360000003,5575.736191,5490.3602300000002,5547.0543749999997,5576.3882320000002]
["A24017PL2_5800_0000","24017","CHARLES","Lower Potomac","Potomac River Basin","Non-Tidal Atm",486.46051030000001,226.33419799999999,226.33419799999999,226.33419799999999,226.33419799999999,226.33419799999999,226.33419799999999,226.33419670000001,226.3341958]
["A24017PL2_5800_0000","24017","CHARLES","Lower Potomac","Potomac River Basin","Septic",805.44482419999997,1198.159058,1210.0980219999999,1216.7669679999999,1231.1450199999999,1251.1719969999999,1410.7330320000001,942.85622000000001,764.69501869999999]
["A24017PL2_5800_0000","24017","CHARLES","Lower Potomac","Potomac River Basin","Stormwater",1631.776818,1500.695465,1450.727175,1555.715706,1539.7801440000001,1608.6947709999999,1891.0066449999999,1345.001757,1274.518145]
["A24017PL2_5800_0000","24017","CHARLES","Lower Potomac","Potomac River Basin","Wastewater",219.46049500000001,251.79690550000001,269.81988530000001,51.661838529999997,196.83560180000001,147.99119569999999,417.88220209999997,260.44280880000002,254.19142450000001]
["A24017XL0_5340_0000","24017","CHARLES","Patuxent","Patuxent River Basin","Agriculture",31224.806110000001,18552.42325,16716.688389999999,16329.118619999999,15734.128640000001,15826.785389999999,14506.561100000001,13384.49539,11163.033390000001]
["A24017XL0_5340_0000","24017","CHARLES","Patuxent","Patuxent River Basin","Forest",29735.102790000001,23511.435730000001,23435.844430000001,23329.40149,23300.2395,23224.297119999999,22893.296020000002,23612.651140000002,23730.522290000001]
["A24017XL0_5340_0000","24017","CHARLES","Patuxent","Patuxent River Basin","Non-Tidal Atm",482.87390140000002,224.6654968,224.6654968,224.6654968,224.6654968,224.6654968,224.6654968,224.66549810000001,224.66549889999999]
["A24017XL0_5340_0000","24017","CHARLES","Patuxent","Patuxent River Basin","Septic",0,19603.369139999999,20410.560549999998,20824.16992,21447.83008,22075.810549999998,23811.560549999998,16012.580260000001,13080.5934]
["A24017XL0_5340_0000","24017","CHARLES","Patuxent","Patuxent River Basin","Stormwater",12037.001039999999,18117.792740000001,17235.292389999999,19129.612730000001,19157.79016,19589.57245,20451.743839999999,16666.9319,16288.02491]
["A24017XL0_5340_0000","24017","CHARLES","Patuxent","Patuxent River Basin","Wastewater",0,8.5957279209999999,12.18006039,12.18006039,12.18006039,12.18006039,6.0900301929999996,12.17405881,12.170057760000001]
["A24019EL0_4591_0000","24019","DORCHESTER","Lower Eastern Shore","Eastern Shore of Chesapeake Bay","Agriculture",299700.27020000003,241490.6667,211747.07199999999,208825.00260000001,205975.1697,203713.40770000001,182127.2991,178755.12849999999,156760.4994]
["A24019EL0_4591_0000","24019","DORCHESTER","Lower Eastern Shore","Eastern Shore of Chesapeake Bay","Forest",27877.744869999999,24044.68518,23953.985359999999,24178.542600000001,24155.188839999999,24193.97046,24538.24365,24133.598959999999,24253.341369999998]
["A24019EL0_4591_0000","24019","DORCHESTER","Lower Eastern Shore","Eastern Shore of Chesapeake Bay","Non-Tidal Atm",10714.780269999999,6848.1450199999999,6848.1450199999999,6848.1450199999999,6848.1450199999999,6848.1450199999999,6848.1450199999999,6848.1449979999998,6848.1449830000001]
["A24019EL0_4591_0000","24019","DORCHESTER","Lower Eastern Shore","Eastern Shore of Chesapeake Bay","Septic",7814.3872069999998,7942.4912109999996,8010.2690430000002,8051.6279299999997,8104.3920900000003,7740.5039059999999,9401.7636719999991,6007.0868719999999,4671.6320919999998]
["A24019EL0_4591_0000","24019","DORCHESTER","Lower Eastern Shore","Eastern Shore of Chesapeake Bay","Stormwater",18626.392879999999,18214.987369999999,17768.075250000002,18331.47925,19416.269069999998,19047.263370000001,19710.835169999998,15007.077939999999,13166.413070000001]
["A24019EL0_4591_0000","24019","DORCHESTER","Lower Eastern Shore","Eastern Shore of Chesapeake Bay","Wastewater",29688.599610000001,13812.589840000001,5578.0810549999997,10339.70738,10699.46715,7295.6111879999999,8523.7716909999999,14292.260190000001,20101.712950000001]
["A24019EL0_4592_0000","24019","DORCHESTER","Lower Eastern Shore","Eastern Shore of Chesapeake Bay","Agriculture",61740.704919999996,49750.347730000001,44703.10557,44088.551619999998,43417.844230000002,43116.672749999998,38620.05747,37773.64903,33154.011350000001]
["A24019EL0_4592_0000","24019","DORCHESTER","Lower Eastern Shore","Eastern Shore of Chesapeake Bay","Forest",9282.3616949999996,8188.2018740000003,8152.5440680000002,8253.4709170000006,8263.3150939999996,8269.1937870000002,8401.1695249999993,8215.1112599999997,8256.8227210000005]
["A24019EL0_4592_0000","24019","DORCHESTER","Lower Eastern Shore","Eastern Shore of Chesapeake Bay","Non-Tidal Atm",389.03491209999999,248.64419559999999,248.64419559999999,248.64419559999999,248.64419559999999,248.64419559999999,248.64419559999999,248.644194,248.644193]
["A24019EL0_4592_0000","24019","DORCHESTER","Lower Eastern Shore","Eastern Shore of Chesapeake Bay","Septic",0,907.69427489999998,909.67602539999996,913.17578130000004,916.67590329999996,872.77929689999996,844.19268799999998,681.28036159999999,529.01658569999995]
["A24019EL0_4592_0000","24019","DORCHESTER","Lower Eastern Shore","Eastern Shore of Chesapeake Bay","Stormwater",2055.739212,1947.6024170000001,1897.039047,1889.8051840000001,1904.549366,1932.5933190000001,1786.940613,1560.544492,1336.2147890000001]
["A24019EL0_4592_0000","24019","DORCHESTER","Lower Eastern Shore","Eastern Shore of Chesapeake Bay","Wastewater",0,398.8887939,4857.1362300000001,4857.1362300000001,4857.1362300000001,4857.1362300000001,4853.8120120000003,4824.4170270000004,4802.604225]
["A24019EL0_4593_0000","24019","DORCHESTER","Lower Eastern Shore","Eastern Shore of Chesapeake Bay","Agriculture",38809.206819999999,31271.121449999999,28099.065040000001,27714.486690000002,27401.084009999999,27102.247589999999,24277.07416,23744.876230000002,20842.083689999999]
["A24019EL0_4593_0000","24019","DORCHESTER","Lower Eastern Shore","Eastern Shore of Chesapeake Bay","Forest",9539.8665770000007,8452.7144470000003,8415.9158019999995,8505.2442319999991,8522.3630379999995,8516.8063660000007,8630.6485589999993,8480.1192030000002,8522.9214709999997]
["A24019EL0_4593_0000","24019","DORCHESTER","Lower Eastern Shore","Eastern Shore of Chesapeake Bay","Non-Tidal Atm",2836.7460940000001,1813.0520019999999,1813.0520019999999,1813.0520019999999,1813.0520019999999,1813.0520019999999,1813.0520019999999,1813.051995,1813.051991]
["A24019EL0_4593_0000","24019","DORCHESTER","Lower Eastern Shore","Eastern Shore of Chesapeake Bay","Septic",130.278595,120.64150239999999,122.8254013,124.2576981,124.6172028,118.8716965,131.01759340000001,92.318425410000003,71.980441479999996]
["A24019EL0_4593_0000","24019","DORCHESTER","Lower Eastern Shore","Eastern Shore of Chesapeake Bay","Stormwater",2981.6390689999998,2694.2607039999998,2625.2368390000001,2699.5309670000001,2695.2032159999999,2785.3845329999999,2478.0751420000001,2211.0462080000002,1934.9191209999999]
["A24019EL0_4593_0000","24019","DORCHESTER","Lower Eastern Shore","Eastern Shore of Chesapeake Bay","Wastewater",2733.962082,6671.1508789999998,3966.5231170000002,4552.455978,4405.6610559999999,4417.5970909999996,3535.7588219999998,3619.578317,3388.2817829999999]
["A24019EL0_4598_0000","24019","DORCHESTER","Lower Eastern Shore","Eastern Shore of Chesapeake Bay","Agriculture",1401.671433,1129.4017779999999,1016.836469,1002.466437,984.97801579999998,980.25900349999995,877.72172790000002,859.91834500000004,755.3062625]
["A24019EL0_4598_0000","24019","DORCHESTER","Lower Eastern Shore","Eastern Shore of Chesapeake Bay","Forest",11314.64538,10110.093140000001,10062.27844,10178.108459999999,10184.39587,10191.604799999999,10179.96704,10139.87307,10191.60283]
["A24019EL0_4598_0000","24019","DORCHESTER","Lower Eastern Shore","Eastern Shore of Chesapeake Bay","Non-Tidal Atm",8033.6489259999998,5134.5517579999996,5134.5517579999996,5134.5517579999996,5134.5517579999996,5134.5517579999996,5134.5517579999996,5134.5517579999996,5134.5517579999996]
["A24019EL0_4598_0000","24019","DORCHESTER","Lower Eastern Shore","Eastern Shore of Chesapeake Bay","Septic",0,14.27709961,14.19946957,14.19929028,14.19946957,13.469880099999999,0,10.61558745,8.2263326990000003]
["A24019EL0_4598_0000","24019","DORCHESTER","Lower Eastern Shore","Eastern Shore of Chesapeake Bay","Stormwater",58.947425420000002,45.702440619999997,44.247159660000001,44.22465777,44.127424480000002,44.42831314,183.0576763,37.235476380000001,32.561020859999999]
["A24019EL0_4598_0000","24019","DORCHESTER","Lower Eastern Shore","Eastern Shore of Chesapeake Bay","Wastewater",0,0,0,0,0,0,0,0]
["A24019EL0_4892_0000","24019","DORCHESTER","Lower Eastern Shore","Eastern Shore of Chesapeake Bay","Agriculture",1352.6194860000001,1089.0287350000001,977.99236199999996,966.37112430000002,952.06305120000002,944.73754689999998,845.98862350000002,828.26929280000002,728.45391340000003]
["A24019EL0_4892_0000","24019","DORCHESTER","Lower Eastern Shore","Eastern Shore of Chesapeake Bay","Forest",2459.0120240000001,2195.937355,2186.5813069999999,2212.6801449999998,2214.7752839999998,2216.3106389999998,2132.9574889999999,2203.4340550000002,2214.6692210000001]
["A24019EL0_4892_0000","24019","DORCHESTER","Lower Eastern Shore","Eastern Shore of Chesapeake Bay","Non-Tidal Atm",3433.264893,2194.304932,2194.304932,2194.304932,2194.304932,2194.304932,2194.304932,2194.3049350000001,2194.3049369999999]
["A24019EL0_4892_0000","24019","DORCHESTER","Lower Eastern Shore","Eastern Shore of Chesapeake Bay","Septic",0,3165.4089359999998,3154.951904,3155.1130370000001,3075.8720699999999,2791.8378910000001,1155.6839600000001,2358.6567970000001,1827.793392]
["A24019EL0_4892_0000","24019","DORCHESTER","Lower Eastern Shore","Eastern Shore of Chesapeake Bay","Stormwater",1414.863114,1170.726083,1141.142051,1103.017601,1098.6572659999999,1113.1382619999999,1680.7092130000001,917.19580250000001,767.89830380000001]
["A24019EL0_4892_0000","24019","DORCHESTER","Lower Eastern Shore","Eastern Shore of Chesapeake Bay","Wastewater",0,0,0,0,0,0,0,0]
["A24019EL0_5151_0000","24019","DORCHESTER","Lower Eastern Shore","Eastern Shore of Chesapeake Bay","Agriculture",356631.59600000002,287363.27870000002,258217.4908,254661.1612,251873.04149999999,249050.50870000001,223087.3333,218186.5877,191499.31899999999]
["A24019EL0_5151_0000","24019","DORCHESTER","Lower Eastern Shore","Eastern Shore of Chesapeake Bay","Forest",54813.772949999999,48205.093260000001,47995.482669999998,48560.936040000001,48585.679199999999,48565.26612,49317.535649999998,48362.69182,48607.497920000002]
["A24019EL0_5151_0000","24019","DORCHESTER","Lower Eastern Shore","Eastern Shore of Chesapeake Bay","Non-Tidal Atm",42596.511720000002,27224.740229999999,27224.740229999999,27224.740229999999,27224.740229999999,27224.740229999999,27224.740229999999,27224.740030000001,27224.7399]
["A24019EL0_5151_0000","24019","DORCHESTER","Lower Eastern Shore","Eastern Shore of Chesapeake Bay","Septic",3810.9121089999999,3773.4030760000001,3890.9121089999999,3962.3259280000002,4002.655029,3823.014893,4573.0307620000003,2933.5024100000001,2295.2292769999999]
["A24019EL0_5151_0000","24019","DORCHESTER","Lower Eastern Shore","Eastern Shore of Chesapeake Bay","Stormwater",10791.530500000001,11225.510249999999,10941.143400000001,11160.98209,12056.434670000001,12259.22711,10916.99172,9150.1078899999993,7956.0842210000001]
["A24019EL0_5151_0000","24019","DORCHESTER","Lower Eastern Shore","Eastern Shore of Chesapeake Bay","Wastewater",16391.83008,16397.91992,16653.960940000001,16653.960940000001,16653.960940000001,16653.960940000001,6937.4838870000003,9832.0863300000001,5284.1699239999998]
["A24019EL0_5262_0000","24019","DORCHESTER","Lower Eastern Shore","Eastern Shore of Chesapeake Bay","Agriculture",842.72945879999997,680.05821790000005,611.47249120000004,602.00752769999997,594.6162941,591.58716630000004,528.55209760000002,515.95412229999999,452.2752097]
["A24019EL0_5262_0000","24019","DORCHESTER","Lower Eastern Shore","Eastern Shore of Chesapeake Bay","Forest",1239.3267060000001,1105.770409,1100.7015719999999,1113.600884,1114.418502,1115.2404859999999,1125.9749979999999,1109.1874869999999,1114.8447639999999]
["A24019EL0_5262_0000","24019","DORCHESTER","Lower Eastern Shore","Eastern Shore of Chesapeake Bay","Non-Tidal Atm",3044.2299800000001,1945.6610109999999,1945.6610109999999,1945.6610109999999,1945.6610109999999,1945.6610109999999,1945.6610109999999,1945.6609940000001,1945.660983]
["A24019EL0_5262_0000","24019","DORCHESTER","Lower Eastern Shore","Eastern Shore of Chesapeake Bay","Septic",0,49.969860079999997,49.698120119999999,49.698360440000002,48.704170230000003,45.19145966,6.7493920330000003,37.154547770000001,28.792166210000001]
["A24019EL0_5262_0000","24019","DORCHESTER","Lower Eastern Shore","Eastern Shore of Chesapeake Bay","Stormwater",241.94220730000001,208.28993990000001,202.77697760000001,197.23802190000001,196.45175169999999,198.863472,158.56769180000001,164.28778629999999,138.62832549999999]
["A24019EL0_5262_0000","24019","DORCHESTER","Lower Eastern Shore","Eastern Shore of Chesapeake Bay","Wastewater",0,0,0,0,0,0,0,0]
["A24019EL0_5280_0000","24019","DORCHESTER","Lower Eastern Shore","Eastern Shore of Chesapeake Bay","Agriculture",164124.6514,132248.44649999999,118833.2282,117199.04240000001,115399.5085,114615.2182,102666.8558,100412.8936,88132.670580000005]
["A24019EL0_5280_0000","24019","DORCHESTER","Lower Eastern Shore","Eastern Shore of Chesapeake Bay","Forest",69221.128899999996,61175.52246,60906.656990000003,61360.423589999999,61370.392339999999,61422.211179999998,61929.837890000003,61364.931980000001,61670.448640000002]
["A24019EL0_5280_0000","24019","DORCHESTER","Lower Eastern Shore","Eastern Shore of Chesapeake Bay","Non-Tidal Atm",47365.488279999998,30272.740229999999,30272.740229999999,30272.740229999999,30272.740229999999,30272.740229999999,30272.740229999999,30272.740089999999,30272.74]
["A24019EL0_5280_0000","24019","DORCHESTER","Lower Eastern Shore","Eastern Shore of Chesapeake Bay","Septic",4495.4160160000001,4653.3129879999997,4752.7138670000004,4777.2680659999996,4822.1010740000002,4583.2270509999998,4922.1611329999996,3574.0226830000001,2788.22856]
["A24019EL0_5280_0000","24019","DORCHESTER","Lower Eastern Shore","Eastern Shore of Chesapeake Bay","Stormwater",15168.215700000001,15116.65106,14737.24487,17046.536069999998,18000.00159,21057.591919999999,19859.353640000001,13545.980509999999,12751.80428]
["A24019EL0_5280_0000","24019","DORCHESTER","Lower Eastern Shore","Eastern Shore of Chesapeake Bay","Wastewater",9465.9873050000006,12365.88135,12365.88135,12365.88135,2899.8940429999998,2899.8940429999998,120.759201,5501.4824570000001,925.21653000000003]
["A24019EL0_5281_0000","24019","DORCHESTER","Lower Eastern Shore","Eastern Shore of Chesapeake Bay","Agriculture",2940.5235149999999,2370.5299359999999,2130.0060739999999,2097.628228,2066.3990389999999,2053.5507980000002,1841.010614,1797.3097620000001,1575.5122200000001]
["A24019EL0_5281_0000","24019","DORCHESTER","Lower Eastern Shore","Eastern Shore of Chesapeake Bay","Forest",23810.481930000002,21268.699339999999,21168.314689999999,21412.08093,21424.33581,21439.62,21429.764770000002,21331.550780000001,21440.374830000001]
["A24019EL0_5281_0000","24019","DORCHESTER","Lower Eastern Shore","Eastern Shore of Chesapeake Bay","Non-Tidal Atm",38440.28125,24568.369139999999,24568.369139999999,24568.369139999999,24568.369139999999,24568.369139999999,24568.369139999999,24568.368869999998,24568.368689999999]
["A24019EL0_5281_0000","24019","DORCHESTER","Lower Eastern Shore","Eastern Shore of Chesapeake Bay","Septic",0,542.05401610000001,555.19897460000004,563.30548099999999,567.07061769999996,540.76397710000003,150.3701935,417.86633660000001,326.31124460000001]
["A24019EL0_5281_0000","24019","DORCHESTER","Lower Eastern Shore","Eastern Shore of Chesapeake Bay","Stormwater",485.9978524,429.60750200000001,417.41951749999998,410.25621039999999,411.71560670000002,417.78680420000001,634.02639769999996,342.6864205,292.8643558]
["A24019EL0_5281_0000","24019","DORCHESTER","Lower Eastern Shore","Eastern Shore of Chesapeake Bay","Wastewater",0,0,0,0,0,0,0,0]
["A24019EL0_5282_0000","24019","DORCHESTER","Lower Eastern Shore","Eastern Shore of Chesapeake Bay","Agriculture",991.65855050000005,798.992254,716.14453600000002,708.02975909999998,698.62262580000004,692.91910310000003,621.13669130000005,605.55570079999995,531.82981070000005]
["A24019EL0_5282_0000","24019","DORCHESTER","Lower Eastern Shore","Eastern Shore of Chesapeake Bay","Forest",5023.0267949999998,4473.8555139999999,4453.101044,4504.6360169999998,4509.4090580000002,4510.9187019999999,4462.8658759999998,4487.4302610000004,4510.3164049999996]
["A24019EL0_5282_0000","24019","DORCHESTER","Lower Eastern Shore","Eastern Shore of Chesapeake Bay","Non-Tidal Atm",5093.1689450000003,3255.2009280000002,3255.2009280000002,3255.2009280000002,3255.2009280000002,3255.2009280000002,3255.2009280000002,3255.2009170000001,3255.2009090000001]
["A24019EL0_5282_0000","24019","DORCHESTER","Lower Eastern Shore","Eastern Shore of Chesapeake Bay","Septic",0,608.75787349999996,630.04797359999998,642.43798830000003,633.89562990000002,606.97747800000002,332.82940669999999,475.30247020000002,372.13880130000001]
["A24019EL0_5282_0000","24019","DORCHESTER","Lower Eastern Shore","Eastern Shore of Chesapeake Bay","Stormwater",354.43625639999999,380.0207843,370.84369850000002,356.69755179999999,355.72032539999998,359.94644929999998,637.12441260000003,295.15017069999999,244.6878189]
["A24019EL0_5282_0000","24019","DORCHESTER","Lower Eastern Shore","Eastern Shore of Chesapeake Bay","Wastewater",0,0,0,0,0,0,0,0]
["A24019EL0_5283_0000","24019","DORCHESTER","Lower Eastern Shore","Eastern Shore of Chesapeake Bay","Agriculture",908.71087650000004,732.38418569999999,660.90449939999996,648.44918829999995,637.83639240000002,634.35892709999996,568.61599969999997,556.09601680000003,486.22369509999999]
["A24019EL0_5283_0000","24019","DORCHESTER","Lower Eastern Shore","Eastern Shore of Chesapeake Bay","Forest",7409.2102050000003,6619.117585,6587.9685669999999,6663.8247380000003,6667.9099729999998,6672.8603519999997,6565.8511360000002,6638.7705619999997,6672.638559]
["A24019EL0_5283_0000","24019","DORCHESTER","Lower Eastern Shore","Eastern Shore of Chesapeake Bay","Non-Tidal Atm",2175.3710940000001,1390.345947,1390.345947,1390.345947,1390.345947,1390.345947,1390.345947,1390.345959,1390.345967]
["A24019EL0_5283_0000","24019","DORCHESTER","Lower Eastern Shore","Eastern Shore of Chesapeake Bay","Septic",0,1973.4720460000001,1976.5620120000001,1974.973999,1953.526001,1804.871948,965.34582520000004,1482.491745,1153.1115669999999]
["A24019EL0_5283_0000","24019","DORCHESTER","Lower Eastern Shore","Eastern Shore of Chesapeake Bay","Stormwater",735.15152739999996,593.65664289999995,575.99151229999995,570.06140140000002,568.02151490000006,573.15130620000002,1189.42392,477.9291513,412.55424399999998]
["A24019EL0_5283_0000","24019","DORCHESTER","Lower Eastern Shore","Eastern Shore of Chesapeake Bay","Wastewater",0,0,0,0,0,0,0,0]
["A24019EL0_5284_0000","24019","DORCHESTER","Lower Eastern Shore","Eastern Shore of Chesapeake Bay","Agriculture",3430.63508,2765.1776759999998,2483.8321019999998,2450.5555180000001,2422.4947980000002,2397.309248,2147.6438699999999,2099.4482050000001,1843.192274]
["A24019EL0_5284_0000","24019","DORCHESTER","Lower Eastern Shore","Eastern Shore of Chesapeake Bay","Forest",9578.5406490000005,8517.4257820000003,8477.9102480000001,8576.3347479999993,8588.1545409999999,8588.4393920000002,8352.7418820000003,8543.2727080000004,8586.8476819999996]
["A24019EL0_5284_0000","24019","DORCHESTER","Lower Eastern Shore","Eastern Shore of Chesapeake Bay","Non-Tidal Atm",6458.048828,4127.5380859999996,4127.5380859999996,4127.5380859999996,4127.5380859999996,4127.5380859999996,4127.5380859999996,4127.5380709999999,4127.5380610000002]
["A24019EL0_5284_0000","24019","DORCHESTER","Lower Eastern Shore","Eastern Shore of Chesapeake Bay","Septic",0,2754.3979490000002,2760.1210940000001,2696.1049800000001,2651.6540530000002,2413.3859859999998,1263.8979489999999,2068.276554,1607.046861]
["A24019EL0_5284_0000","24019","DORCHESTER","Lower Eastern Shore","Eastern Shore of Chesapeake Bay","Stormwater",1115.3974459999999,1131.422613,1100.6535200000001,1074.4727170000001,1072.2761840000001,1082.87616,2352.5833130000001,895.87836960000004,759.36160289999998]
["A24019EL0_5284_0000","24019","DORCHESTER","Lower Eastern Shore","Eastern Shore of Chesapeake Bay","Wastewater",0,3944.501953,3952.7041020000001,3952.7041020000001,3952.7041020000001,3952.7041020000001,38.076408389999997,1603.9087219999999,38.045135520000002]
["A24019EL0_5285_0000","24019","DORCHESTER","Lower Eastern Shore","Eastern Shore of Chesapeake Bay","Agriculture",103.2788181,83.333560730000002,75.017782890000007,74.157609579999999,73.388291480000007,72.741458719999997,65.231246609999999,63.255621310000002,55.414180270000003]
["A24019EL0_5285_0000","24019","DORCHESTER","Lower Eastern Shore","Eastern Shore of Chesapeake Bay","Forest",1168.9429319999999,1042.3913460000001,1037.5156400000001,1049.488548,1050.527153,1050.9155350000001,1016.886665,1045.51604,1050.849639]
["A24019EL0_5285_0000","24019","DORCHESTER","Lower Eastern Shore","Eastern Shore of Chesapeake Bay","Non-Tidal Atm",1860.901001,1189.359009,1189.359009,1189.359009,1189.359009,1189.359009,1189.359009,1189.359013,1189.359015]
["A24019EL0_5285_0000","24019","DORCHESTER","Lower Eastern Shore","Eastern Shore of Chesapeake Bay","Septic",0,401.18661500000002,393.32519530000002,390.48529050000002,356.46420289999998,333.4646912,119.0179977,293.06458650000002,226.22418070000001]
["A24019EL0_5285_0000","24019","DORCHESTER","Lower Eastern Shore","Eastern Shore of Chesapeake Bay","Stormwater",124.271328,97.602020269999997,94.923767089999998,92.76441955,92.475288390000003,93.483119970000004,271.5003686,77.401969800000003,65.72077161]
["A24019EL0_5285_0000","24019","DORCHESTER","Lower Eastern Shore","Eastern Shore of Chesapeake Bay","Wastewater",0,14.157279969999999,24.360120770000002,24.360120770000002,24.360120770000002,24.360120770000002,13.716279979999999,24.34811762,24.340115520000001]
["A24019EL0_5590_0000","24019","DORCHESTER","Lower Eastern Shore","Eastern Shore of Chesapeake Bay","Agriculture",11931.309380000001,9612.8801039999998,8637.6618089999993,8517.5703520000006,8390.1535220000005,8333.2904170000002,7464.5392160000001,7297.1553549999999,6403.4843870000004]
["A24019EL0_5590_0000","24019","DORCHESTER","Lower Eastern Shore","Eastern Shore of Chesapeake Bay","Forest",17783.494989999999,15786.569030000001,15715.077950000001,15899.8501,15912.420840000001,15923.771790000001,15536.421990000001,15836.21732,15916.976909999999]
["A24019EL0_5590_0000","24019","DORCHESTER","Lower Eastern Shore","Eastern Shore of Chesapeake Bay","Non-Tidal Atm",6088.4609380000002,3891.3220209999999,3891.3220209999999,3891.3220209999999,3891.3220209999999,3891.3220209999999,3891.3220209999999,3891.322044,3891.32206]
["A24019EL0_5590_0000","24019","DORCHESTER","Lower Eastern Shore","Eastern Shore of Chesapeake Bay","Septic",0,2944.0349120000001,2934.7561040000001,2910.4528810000002,2858.5410160000001,2655.5600589999999,1624.9060059999999,2196.3771510000001,1704.124515]
["A24019EL0_5590_0000","24019","DORCHESTER","Lower Eastern Shore","Eastern Shore of Chesapeake Bay","Stormwater",3725.914522,3645.6930069999999,3552.3525610000002,3442.8120250000002,3429.3957260000002,3472.9998569999998,5845.4310130000003,2866.4367219999999,2409.1594970000001]
["A24019EL0_5590_0000","24019","DORCHESTER","Lower Eastern Shore","Eastern Shore of Chesapeake Bay","Wastewater",0,3989.844971,4020.5200199999999,4026.0939939999998,4026.0939939999998,4026.0939939999998,80.950218199999995,1666.460243,97.087058569999996]
["A24019EL0_5766_0000","24019","DORCHESTER","Lower Eastern Shore","Eastern Shore of Chesapeake Bay","Agriculture",0,0,0,0,0,0,0,0,0]
["A24019EL0_5766_0000","24019","DORCHESTER","Lower Eastern Shore","Eastern Shore of Chesapeake Bay","Forest",204.161766,182.4534664,181.59005740000001,183.67574500000001,183.7817249,183.91629499999999,184.1308756,182.99032990000001,183.92384490000001]
["A24019EL0_5766_0000","24019","DORCHESTER","Lower Eastern Shore","Eastern Shore of Chesapeake Bay","Non-Tidal Atm",671.09857179999995,428.91979980000002,428.91979980000002,428.91979980000002,428.91979980000002,428.91979980000002,428.91979980000002,428.91979809999998,428.91979700000002]
["A24019EL0_5766_0000","24019","DORCHESTER","Lower Eastern Shore","Eastern Shore of Chesapeake Bay","Septic",0,0,0,0,0,0,0,0,0]
["A24019EL0_5766_0000","24019","DORCHESTER","Lower Eastern Shore","Eastern Shore of Chesapeake Bay","Stormwater",0,0,0,0,0,0,0,0,0]
["A24019EL0_5766_0000","24019","DORCHESTER","Lower Eastern Shore","Eastern Shore of Chesapeake Bay","Wastewater",0,0,0,0,0,0,0,0]
["A24019EL0_5890_0000","24019","DORCHESTER","Lower Eastern Shore","Eastern Shore of Chesapeake Bay","Agriculture",0,0,0,0,0,0,0,0,0]
["A24019EL0_5890_0000","24019","DORCHESTER","Lower Eastern Shore","Eastern Shore of Chesapeake Bay","Forest",190.3049068,170.07062629999999,169.26590160000001,171.20967669999999,171.42947670000001,171.4339075,171.63505739999999,170.57116199999999,171.4413356]
["A24019EL0_5890_0000","24019","DORCHESTER","Lower Eastern Shore","Eastern Shore of Chesapeake Bay","Non-Tidal Atm",1381.090942,882.69738770000004,882.69738770000004,882.69738770000004,882.69738770000004,882.69738770000004,882.69738770000004,882.69738849999999,882.69738900000004]
["A24019EL0_5890_0000","24019","DORCHESTER","Lower Eastern Shore","Eastern Shore of Chesapeake Bay","Septic",0,0,0,0,0,0,0,0,0]
["A24019EL0_5890_0000","24019","DORCHESTER","Lower Eastern Shore","Eastern Shore of Chesapeake Bay","Stormwater",0,0,0,0,0,0,0,0,0]
["A24019EL0_5890_0000","24019","DORCHESTER","Lower Eastern Shore","Eastern Shore of Chesapeake Bay","Wastewater",0,0,0,0,0,0,0,0]
["A24019EL1_5150_0001","24019","DORCHESTER","Lower Eastern Shore","Eastern Shore of Chesapeake Bay","Agriculture",54261.540939999999,43723.507369999999,39288.380940000003,38747.479160000003,38248.186609999997,37893.907460000002,33943.823259999997,37783.885170000001,36780.887990000003]
["A24019EL1_5150_0001","24019","DORCHESTER","Lower Eastern Shore","Eastern Shore of Chesapeake Bay","Forest",5726.2310790000001,4979.7842410000003,4960.2619930000001,5014.2611390000002,5024.2113650000001,5020.8177489999998,5278.9431759999998,5026.8141139999998,5071.1821950000003]
["A24019EL1_5150_0001","24019","DORCHESTER","Lower Eastern Shore","Eastern Shore of Chesapeake Bay","Non-Tidal Atm",22.435209270000001,14.33903027,14.33903027,14.33903027,14.33903027,14.33903027,14.33903027,14.33903027,14.33903027]
["A24019EL1_5150_0001","24019","DORCHESTER","Lower Eastern Shore","Eastern Shore of Chesapeake Bay","Septic",0,856.96948239999995,861.85852050000005,866.69067380000001,871.52148439999996,831.16412349999996,1118.626953,701.66601290000006,594.8710079]
["A24019EL1_5150_0001","24019","DORCHESTER","Lower Eastern Shore","Eastern Shore of Chesapeake Bay","Stormwater",2900.6644329999999,2869.5618319999999,2798.3798059999999,2842.5152889999999,2856.1188809999999,2939.7302089999998,2033.811768,2505.8554869999998,2310.8392739999999]
["A24019EL1_5150_0001","24019","DORCHESTER","Lower Eastern Shore","Eastern Shore of Chesapeake Bay","Wastewater",0,0,0,0,0,0,0,0]
["A24019EL2_4630_0000","24019","DORCHESTER","Lower Eastern Shore","Eastern Shore of Chesapeake Bay","Agriculture",14886.43525,11995.371580000001,11451.320470000001,11294.87226,11136.62816,11111.67751,9998.7431030000007,9719.8795160000009,8565.5855489999994]
["A24019EL2_4630_0000","24019","DORCHESTER","Lower Eastern Shore","Eastern Shore of Chesapeake Bay","Forest",514.8123855,417.06090549999999,416.41439059999999,414.84728430000001,414.06148330000002,411.92365649999999,486.4502468,419.21318500000001,421.079048]
["A24019EL2_4630_0000","24019","DORCHESTER","Lower Eastern Shore","Eastern Shore of Chesapeake Bay","Non-Tidal Atm",0,0,0,0,0,0,0,0,0]
["A24019EL2_4630_0000","24019","DORCHESTER","Lower Eastern Shore","Eastern Shore of Chesapeake Bay","Septic",0,113.8599014,117.1011963,119.0468979,120.344902,115.66210169999999,620.33660889999999,88.216371210000005,68.959821149999996]
["A24019EL2_4630_0000","24019","DORCHESTER","Lower Eastern Shore","Eastern Shore of Chesapeake Bay","Stormwater",1044.56043,998.89619579999999,974.30721029999995,1034.0458759999999,1071.502403,1093.4125059999999,782.67271419999997,837.21902680000005,745.82690439999999]
["A24019EL2_4630_0000","24019","DORCHESTER","Lower Eastern Shore","Eastern Shore of Chesapeake Bay","Wastewater",0,0,0,0,0,0,0,0]
["A24019EL2_4634_0000","24019","DORCHESTER","Lower Eastern Shore","Eastern Shore of Chesapeake Bay","Agriculture",82476.415930000003,66455.981289999996,63443.74699,62574.011740000002,61693.313009999998,61554.86004,55383.339610000003,53847.429190000003,47449.883999999998]
["A24019EL2_4634_0000","24019","DORCHESTER","Lower Eastern Shore","Eastern Shore of Chesapeake Bay","Forest",6519.1835940000001,5590.4697260000003,5569.4291380000004,5602.1876220000004,5653.1932070000003,5602.2988889999997,5803.726318,5610.3489680000002,5637.6288549999999]
["A24019EL2_4634_0000","24019","DORCHESTER","Lower Eastern Shore","Eastern Shore of Chesapeake Bay","Non-Tidal Atm",505.74389650000001,323.2365112,323.2365112,323.2365112,323.2365112,323.2365112,323.2365112,323.23651239999998,323.23651319999999]
["A24019EL2_4634_0000","24019","DORCHESTER","Lower Eastern Shore","Eastern Shore of Chesapeake Bay","Septic",0,2320.419922,2374.0090329999998,2407.3959960000002,2431.2629390000002,2332.7810060000002,2662.4008789999998,1786.3273280000001,1394.5395249999999]
["A24019EL2_4634_0000","24019","DORCHESTER","Lower Eastern Shore","Eastern Shore of Chesapeake Bay","Stormwater",3512.700468,3755.938846,3661.5071269999999,4014.1723940000002,3577.5792849999998,4249.3900750000003,3612.9641120000001,3229.3744860000002,2941.286059]
["A24019EL2_4634_0000","24019","DORCHESTER","Lower Eastern Shore","Eastern Shore of Chesapeake Bay","Wastewater",0,0,0,0,0,0,0,0]
["A24019EM0_4322_0000","24019","DORCHESTER","Choptank","Eastern Shore of Chesapeake Bay","Agriculture",83441.389670000004,68490.25056,59416.505669999999,58592.121729999999,58080.256020000001,56632.914109999998,50854.105629999998,47904.26988,40229.446020000003]
["A24019EM0_4322_0000","24019","DORCHESTER","Choptank","Eastern Shore of Chesapeake Bay","Forest",2405.397888,1636.8450700000001,1623.1807020000001,1602.791588,1539.097039,1562.5023960000001,1437.2433779999999,1630.7708620000001,1635.830968]
["A24019EM0_4322_0000","24019","DORCHESTER","Choptank","Eastern Shore of Chesapeake Bay","Non-Tidal Atm",1423.2349850000001,909.63299559999996,909.63299559999996,909.63299559999996,909.63299559999996,909.63299559999996,909.63299559999996,909.63299730000006,909.63299840000002]
["A24019EM0_4322_0000","24019","DORCHESTER","Choptank","Eastern Shore of Chesapeake Bay","Septic",0,4327.5078130000002,4531.466797,4645.9560549999997,4735.4760740000002,4574.2138670000004,5202.6372069999998,3344.741665,2553.5915770000001]
["A24019EM0_4322_0000","24019","DORCHESTER","Choptank","Eastern Shore of Chesapeake Bay","Stormwater",4734.4599340000004,6267.5626389999998,6182.9203740000003,6487.8352969999996,7353.4358819999998,6932.3423759999996,8369.1232560000008,5134.4662250000001,4435.4967930000003]
["A24019EM0_4322_0000","24019","DORCHESTER","Choptank","Eastern Shore of Chesapeake Bay","Wastewater",0,0,0,0,0,0,0,0]
["A24019EM0_4880_0000","24019","DORCHESTER","Choptank","Eastern Shore of Chesapeake Bay","Agriculture",118933.7735,97622.03529,94554.587109999993,93248.426240000001,92428.065839999996,91200.853480000005,82517.276679999995,77608.984020000004,66311.915299999993]
["A24019EM0_4880_0000","24019","DORCHESTER","Choptank","Eastern Shore of Chesapeake Bay","Forest",3450.4799499999999,2475.144241,2479.1864399999999,2441.0715789999999,2434.4574130000001,2412.0258020000001,2688.416397,2490.455888,2497.9688529999999]
["A24019EM0_4880_0000","24019","DORCHESTER","Choptank","Eastern Shore of Chesapeake Bay","Non-Tidal Atm",1267.6180420000001,810.17352289999997,810.17352289999997,810.17352289999997,810.17352289999997,810.17352289999997,810.17352289999997,810.17352129999995,810.17352029999995]
["A24019EM0_4880_0000","24019","DORCHESTER","Choptank","Eastern Shore of Chesapeake Bay","Septic",3808.443115,3967.8459469999998,4019.110107,4045.9489749999998,4074.3549800000001,3884.6831050000001,4641.4370120000003,2944.5947719999999,2228.2512149999998]
["A24019EM0_4880_0000","24019","DORCHESTER","Choptank","Eastern Shore of Chesapeake Bay","Stormwater",12968.718279999999,13279.67834,12964.909170000001,13440.051670000001,13789.256869999999,14041.579379999999,13454.037259999999,10726.58232,9234.3644260000001]
["A24019EM0_4880_0000","24019","DORCHESTER","Choptank","Eastern Shore of Chesapeake Bay","Wastewater",13990.610350000001,12760.849609999999,5406.5961909999996,7966.1450199999999,5771.5249020000001,6177.6967770000001,5127.0087890000004,4209.2547960000002,3411.0272]
["A24019EM0_4881_0000","24019","DORCHESTER","Choptank","Eastern Shore of Chesapeake Bay","Agriculture",48072.715409999997,39457.346830000002,38219.934070000003,37691.37429,37524.494120000003,36863.804940000002,33354.283609999999,31370.399580000001,26804.043249999999]
["A24019EM0_4881_0000","24019","DORCHESTER","Choptank","Eastern Shore of Chesapeake Bay","Forest",3977.784729,3193.4061729999999,3211.1993710000002,3230.1308899999999,3220.9180759999999,3242.3202369999999,3516.116943,3228.6817209999999,3240.3366219999998]
["A24019EM0_4881_0000","24019","DORCHESTER","Choptank","Eastern Shore of Chesapeake Bay","Non-Tidal Atm",1643.6929929999999,1050.535034,1050.535034,1050.535034,1050.535034,1050.535034,1050.535034,1050.5350470000001,1050.5350550000001]
["A24019EM0_4881_0000","24019","DORCHESTER","Choptank","Eastern Shore of Chesapeake Bay","Septic",9981.2568360000005,9488.1542969999991,9506.6191409999992,9523.5126949999994,9496.0351559999999,8982.9443360000005,9175.7441409999992,6950.7095250000002,5246.769781]
["A24019EM0_4881_0000","24019","DORCHESTER","Choptank","Eastern Shore of Chesapeake Bay","Stormwater",20679.641380000001,19045.14745,18579.018370000002,18382.39832,18722.460330000002,33477.191160000002,32086.787479999999,14830.445229999999,12331.396479999999]
["A24019EM0_4881_0000","24019","DORCHESTER","Choptank","Eastern Shore of Chesapeake Bay","Wastewater",154354.03909999999,67640.060979999995,59765.314050000001,60422.743739999998,32925.566010000002,36155.774989999998,51052.250610000003,83286.018500000006,98966.488129999998]
["A24019EM0_4883_0000","24019","DORCHESTER","Choptank","Eastern Shore of Chesapeake Bay","Agriculture",44103.230080000001,36200.209080000001,32174.271219999999,31731.86434,31401.171839999999,30673.866709999998,27595.532289999999,26022.130560000001,21920.703450000001]
["A24019EM0_4883_0000","24019","DORCHESTER","Choptank","Eastern Shore of Chesapeake Bay","Forest",9288.1867679999996,8074.8070989999997,8035.5898129999996,8039.6883250000001,8087.5842279999997,8027.4000550000001,8038.989106,8080.7955620000002,8110.9327279999998]
["A24019EM0_4883_0000","24019","DORCHESTER","Choptank","Eastern Shore of Chesapeake Bay","Non-Tidal Atm",3750.9860840000001,2397.3701169999999,2397.3701169999999,2397.3701169999999,2397.3701169999999,2397.3701169999999,2397.3701169999999,2397.3701310000001,2397.37014]
["A24019EM0_4883_0000","24019","DORCHESTER","Choptank","Eastern Shore of Chesapeake Bay","Septic",4063.0639649999998,4489.0297849999997,4692.7377930000002,4780.6362300000001,4802.9770509999998,4579.4721680000002,5398.9331050000001,3463.6221860000001,2644.211781]
["A24019EM0_4883_0000","24019","DORCHESTER","Choptank","Eastern Shore of Chesapeake Bay","Stormwater",4498.3043209999996,4350.3179929999997,4270.3760990000001,5090.4891360000001,4824.1735239999998,5510.9270020000004,5461.5178230000001,3931.0882820000002,3704.8964040000001]
["A24019EM0_4883_0000","24019","DORCHESTER","Choptank","Eastern Shore of Chesapeake Bay","Wastewater",0,1964.1719969999999,1964.1719969999999,1964.1719969999999,1964.1719969999999,1964.1719969999999,13.716279979999999,793.89181080000003,13.705019999999999]
["A24019EM0_4884_0000","24019","DORCHESTER","Choptank","Eastern Shore of Chesapeake Bay","Agriculture",20338.441299999999,16694.747179999998,14838.96644,14633.3614,14482.45801,14182.585940000001,12756.99648,12000.535110000001,10108.24756]
["A24019EM0_4884_0000","24019","DORCHESTER","Choptank","Eastern Shore of Chesapeake Bay","Forest",3145.8219909999998,2735.5124970000002,2724.1968080000001,2744.8068090000002,2743.347428,2743.0190280000002,2876.838714,2740.1882300000002,2750.8491789999998]
["A24019EM0_4884_0000","24019","DORCHESTER","Choptank","Eastern Shore of Chesapeake Bay","Non-Tidal Atm",512.23089600000003,327.3825989,327.3825989,327.3825989,327.3825989,327.3825989,327.3825989,327.3825961,327.38259429999999]
["A24019EM0_4884_0000","24019","DORCHESTER","Choptank","Eastern Shore of Chesapeake Bay","Septic",0,630.03759769999999,636.17810059999999,638.11938480000003,642.94787599999995,614.03601070000002,397.18740839999998,465.88296509999998,352.3528748]
["A24019EM0_4884_0000","24019","DORCHESTER","Choptank","Eastern Shore of Chesapeake Bay","Stormwater",1152.3416010000001,1183.879537,1154.59211,1261.4112849999999,1329.456574,1347.387512,760.7990264,992.95486630000005,885.19670410000003]
["A24019EM0_4884_0000","24019","DORCHESTER","Choptank","Eastern Shore of Chesapeake Bay","Wastewater",0,0,0,0,0,0,0,0]
["A24019EM0_4885_0000","24019","DORCHESTER","Choptank","Eastern Shore of Chesapeake Bay","Agriculture",77579.131550000006,63676.758909999997,56597.051220000001,55811.800929999998,55243.203699999998,54096.752769999999,48660.51612,45769.077929999999,38550.429060000002]
["A24019EM0_4885_0000","24019","DORCHESTER","Choptank","Eastern Shore of Chesapeake Bay","Forest",9774.2971190000007,8467.7432860000008,8437.8819280000007,8554.3094789999996,8511.8066099999996,8566.3360900000007,8357.0303039999999,8489.0862930000003,8523.2225359999993]
["A24019EM0_4885_0000","24019","DORCHESTER","Choptank","Eastern Shore of Chesapeake Bay","Non-Tidal Atm",1047.159058,669.27178960000003,669.27178960000003,669.27178960000003,669.27178960000003,669.27178960000003,669.27178960000003,669.27178849999996,669.27178779999997]
["A24019EM0_4885_0000","24019","DORCHESTER","Choptank","Eastern Shore of Chesapeake Bay","Septic",6302.4589839999999,5800.1757809999999,5798.3701170000004,5807.6279299999997,5799.7822269999997,5499.341797,7088.0708009999998,4235.7783369999997,3194.0504839999999]
["A24019EM0_4885_0000","24019","DORCHESTER","Choptank","Eastern Shore of Chesapeake Bay","Stormwater",9051.3901370000003,8757.0532980000007,8540.9059300000008,8234.5809320000008,8899.6165770000007,8377.2030030000005,10537.888790000001,6684.4687089999998,5446.843895]
["A24019EM0_4885_0000","24019","DORCHESTER","Choptank","Eastern Shore of Chesapeake Bay","Wastewater",1236.4820560000001,1407.173554,1407.173554,1407.173554,170.69149780000001,170.69149780000001,1.213127971,563.59670119999998,1.21213288]
["A24019EM0_4886_0000","24019","DORCHESTER","Choptank","Eastern Shore of Chesapeake Bay","Agriculture",13562.440979999999,11131.441849999999,9894.0566600000002,9755.7105630000005,9694.1238909999993,9456.4503440000008,8505.6416750000008,8000.592173,6738.2825140000004]
["A24019EM0_4886_0000","24019","DORCHESTER","Choptank","Eastern Shore of Chesapeake Bay","Forest",4715.0855099999999,4163.559647,4145.2560279999998,4191.125,4196.8734590000004,4195.6014100000002,4368.2230220000001,4170.2869890000002,4186.9742969999998]
["A24019EM0_4886_0000","24019","DORCHESTER","Choptank","Eastern Shore of Chesapeake Bay","Non-Tidal Atm",2288.843018,1462.869995,1462.869995,1462.869995,1462.869995,1462.869995,1462.869995,1462.86997,1462.8699529999999]
["A24019EM0_4886_0000","24019","DORCHESTER","Choptank","Eastern Shore of Chesapeake Bay","Septic",0,199.52250670000001,196.30760190000001,195.24249270000001,196.3202972,187.23139950000001,23.622869489999999,142.92097340000001,107.3298877]
["A24019EM0_4886_0000","24019","DORCHESTER","Choptank","Eastern Shore of Chesapeake Bay","Stormwater",1046.0248329999999,1050.713303,1025.2898889999999,1033.964256,1053.499172,1070.3999289999999,320.07040410000002,828.44822639999995,697.22045109999999]
["A24019EM0_4886_0000","24019","DORCHESTER","Choptank","Eastern Shore of Chesapeake Bay","Wastewater",0,0,0,0,0,0,0,0]
["A24019EM0_4887_0000","24019","DORCHESTER","Choptank","Eastern Shore of Chesapeake Bay","Agriculture",1757.5685880000001,1441.813774,1394.589095,1378.4986919999999,1365.2166830000001,1348.7713920000001,1218.968533,1146.515144,981.13250970000001]
["A24019EM0_4887_0000","24019","DORCHESTER","Choptank","Eastern Shore of Chesapeake Bay","Forest",707.52228549999995,623.20298009999999,620.46723940000004,628.00880429999995,623.52464680000003,628.58861920000004,625.84403999999995,624.24144260000003,626.75757799999997]
["A24019EM0_4887_0000","24019","DORCHESTER","Choptank","Eastern Shore of Chesapeake Bay","Non-Tidal Atm",3640.7490229999999,2326.915039,2326.915039,2326.915039,2326.915039,2326.915039,2326.915039,2326.9150330000002,2326.9150289999998]
["A24019EM0_4887_0000","24019","DORCHESTER","Choptank","Eastern Shore of Chesapeake Bay","Septic",0,608.35162349999996,594.42858890000002,581.35272220000002,583.84069820000002,550.64038089999997,275.5332947,432.08441219999997,323.85496110000003]
["A24019EM0_4887_0000","24019","DORCHESTER","Choptank","Eastern Shore of Chesapeake Bay","Stormwater",257.28860470000001,252.47520449999999,245.772705,239.12490080000001,300.36533730000002,244.01530460000001,276.89930720000001,195.1693985,161.43386079999999]
["A24019EM0_4887_0000","24019","DORCHESTER","Choptank","Eastern Shore of Chesapeake Bay","Wastewater",0,0,0,0,0,0,0,0]
["A24019EM0_4888_0000","24019","DORCHESTER","Choptank","Eastern Shore of Chesapeake Bay","Agriculture",25752.389800000001,21136.394609999999,18786.807990000001,18527.788280000001,18338.201969999998,17957.342400000001,16153.756359999999,15194.009910000001,12798.811180000001]
["A24019EM0_4888_0000","24019","DORCHESTER","Choptank","Eastern Shore of Chesapeake Bay","Forest",2412.3405459999999,1967.2260429999999,1958.1056209999999,1951.559982,1946.6940689999999,1937.741348,1958.2941060000001,1968.661697,1975.699081]
["A24019EM0_4888_0000","24019","DORCHESTER","Choptank","Eastern Shore of Chesapeake Bay","Non-Tidal Atm",4866.2231449999999,3110.1530760000001,3110.1530760000001,3110.1530760000001,3110.1530760000001,3110.1530760000001,3110.1530760000001,3110.1530859999998,3110.153092]
["A24019EM0_4888_0000","24019","DORCHESTER","Choptank","Eastern Shore of Chesapeake Bay","Septic",2819.3000489999999,3106.1259770000001,3249.2639159999999,3325.5649410000001,3333.298096,3174.5439449999999,3216.544922,2398.9662750000002,1832.101181]
["A24019EM0_4888_0000","24019","DORCHESTER","Choptank","Eastern Shore of Chesapeake Bay","Stormwater",2368.5480040000002,2877.4180299999998,2808.9294810000001,3048.3907170000002,3193.5769959999998,3265.1127320000001,3130.946813,2404.6879260000001,2135.1935560000002]
["A24019EM0_4888_0000","24019","DORCHESTER","Choptank","Eastern Shore of Chesapeake Bay","Wastewater",0,0,0,0,0,0,0,0,0]
["A24019EM0_4889_0000","24019","DORCHESTER","Choptank","Eastern Shore of Chesapeake Bay","Agriculture",22199.663809999998,18221.366549999999,16196.64407,15969.62895,15868.970869999999,15479.406510000001,13927.18694,13096.69882,11030.068649999999]
["A24019EM0_4889_0000","24019","DORCHESTER","Choptank","Eastern Shore of Chesapeake Bay","Forest",2798.2469780000001,2421.6566240000002,2413.9885180000001,2435.2278139999999,2442.0839080000001,2441.1065819999999,2500.162507,2428.2736110000001,2437.7970059999998]
["A24019EM0_4889_0000","24019","DORCHESTER","Choptank","Eastern Shore of Chesapeake Bay","Non-Tidal Atm",424.70651249999997,271.44299319999999,271.44299319999999,271.44299319999999,271.44299319999999,271.44299319999999,271.44299319999999,271.44299439999998,271.44299519999998]
["A24019EM0_4889_0000","24019","DORCHESTER","Choptank","Eastern Shore of Chesapeake Bay","Septic",749.03320310000004,772.33642580000003,801.24572750000004,814.60089110000001,813.55670169999996,783.77111820000005,963.97241210000004,589.14570189999995,447.74568490000001]
["A24019EM0_4889_0000","24019","DORCHESTER","Choptank","Eastern Shore of Chesapeake Bay","Stormwater",3384.5817870000001,3225.0733489999998,3146.9732819999999,3137.7468680000002,3161.8865660000001,3196.9814879999999,3048.0220949999998,2511.394112,2087.674665]
["A24019EM0_4889_0000","24019","DORCHESTER","Choptank","Eastern Shore of Chesapeake Bay","Wastewater",7.9333297999999997E-2,6.9069938659999996,6.9069938659999996,6.9069938659999996,6.9069938659999996,6.9069938659999996,1.213127971,3.5376059670000002,1.2913473680000001]
["A24019EM0_4890_0000","24019","DORCHESTER","Choptank","Eastern Shore of Chesapeake Bay","Agriculture",27587.88867,22643.761689999999,21931.111529999998,21630.614099999999,21440.181759999999,21155.178070000002,19139.725470000001,18001.636289999999,15381.986129999999]
["A24019EM0_4890_0000","24019","DORCHESTER","Choptank","Eastern Shore of Chesapeake Bay","Forest",1556.977341,1178.333404,1164.3283200000001,1158.3686829999999,1145.10987,1139.3987199999999,923.39397810000003,1170.4147829999999,1174.4724249999999]
["A24019EM0_4890_0000","24019","DORCHESTER","Choptank","Eastern Shore of Chesapeake Bay","Non-Tidal Atm",434.4298096,277.65750120000001,277.65750120000001,277.65750120000001,277.65750120000001,277.65750120000001,277.65750120000001,277.65750350000002,277.65750500000001]
["A24019EM0_4890_0000","24019","DORCHESTER","Choptank","Eastern Shore of Chesapeake Bay","Septic",0,1780.0379640000001,1922.6920170000001,1997.241943,2052.3659670000002,1993.024048,2194.7290039999998,1427.6920339999999,1097.692045]
["A24019EM0_4890_0000","24019","DORCHESTER","Choptank","Eastern Shore of Chesapeake Bay","Stormwater",1409.1997679999999,2227.560043,2185.5021969999998,2337.2887879999998,2547.3075260000001,2553.6000669999999,4029.6213379999999,1860.538384,1643.8958419999999]
["A24019EM0_4890_0000","24019","DORCHESTER","Choptank","Eastern Shore of Chesapeake Bay","Wastewater",0,0,0,0,0,0,0,0]
["A24019EM0_4891_0000","24019","DORCHESTER","Choptank","Eastern Shore of Chesapeake Bay","Agriculture",588.8130377,482.97514210000003,467.17610619999999,461.43055800000002,456.51540519999998,450.87479580000002,406.36424260000001,384.01658149999997,328.57689850000003]
["A24019EM0_4891_0000","24019","DORCHESTER","Choptank","Eastern Shore of Chesapeake Bay","Forest",249.60895919999999,221.25399200000001,220.2253542,222.85776419999999,223.1277743,223.23199080000001,215.03152370000001,221.56565259999999,222.45918499999999]
["A24019EM0_4891_0000","24019","DORCHESTER","Choptank","Eastern Shore of Chesapeake Bay","Non-Tidal Atm",2159.1599120000001,1379.985962,1379.985962,1379.985962,1379.985962,1379.985962,1379.985962,1379.9859710000001,1379.985977]
["A24019EM0_4891_0000","24019","DORCHESTER","Choptank","Eastern Shore of Chesapeake Bay","Septic",0,14.27709961,14.19946957,14.19929028,14.19946957,13.469880099999999,0,10.363272569999999,7.8058079070000002]
["A24019EM0_4891_0000","24019","DORCHESTER","Choptank","Eastern Shore of Chesapeake Bay","Stormwater",13.53333724,17.175806999999999,16.652155629999999,16.516866919999998,16.474726199999999,16.612298970000001,66.37316131,13.571375,11.51752125]
["A24019EM0_4891_0000","24019","DORCHESTER","Choptank","Eastern Shore of Chesapeake Bay","Wastewater",0,0,0,0,0,0,0,0]
["A24019EM0_5260_0000","24019","DORCHESTER","Choptank","Eastern Shore of Chesapeake Bay","Agriculture",19826.86824,16272.18475,14463.660910000001,14264.851989999999,14119.46594,13824.4038,12435.934569999999,11698.54968,9855.1421910000008]
["A24019EM0_5260_0000","24019","DORCHESTER","Choptank","Eastern Shore of Chesapeake Bay","Forest",12285.402099999999,10911.735409999999,10863.07343,10944.186589999999,10993.17261,10953.157349999999,11017.809080000001,10927.3729,10970.23921]
["A24019EM0_5260_0000","24019","DORCHESTER","Choptank","Eastern Shore of Chesapeake Bay","Non-Tidal Atm",9515.2392579999996,6081.4819340000004,6081.4819340000004,6081.4819340000004,6081.4819340000004,6081.4819340000004,6081.4819340000004,6081.4819159999997,6081.4819040000002]
["A24019EM0_5260_0000","24019","DORCHESTER","Choptank","Eastern Shore of Chesapeake Bay","Septic",2543.1088869999999,2840.2009280000002,2795.2089839999999,2772.6960450000001,2777.1789549999999,2644.663086,1989.626953,2034.194708,1526.851858]
["A24019EM0_5260_0000","24019","DORCHESTER","Choptank","Eastern Shore of Chesapeake Bay","Stormwater",3485.8062970000001,3188.553817,3105.7570580000001,3491.4146420000002,3088.2279360000002,3672.474549,3281.1329879999998,2744.3378149999999,2503.391654]
["A24019EM0_5260_0000","24019","DORCHESTER","Choptank","Eastern Shore of Chesapeake Bay","Wastewater",0,0,0,0,0,0,0,0]
["A24019EM0_5261_0000","24019","DORCHESTER","Choptank","Eastern Shore of Chesapeake Bay","Agriculture",9524.435888,7818.1477050000003,7574.387248,7466.8902410000001,7430.1477420000001,7303.5189799999998,6607.7335480000002,6215.4975860000004,5309.5711449999999]
["A24019EM0_5261_0000","24019","DORCHESTER","Choptank","Eastern Shore of Chesapeake Bay","Forest",6087.7374879999998,5407.7576300000001,5383.0762629999999,5441.507415,5450.6651920000004,5448.3328250000004,5541.1293029999997,5415.6321170000001,5437.3360199999997]
["A24019EM0_5261_0000","24019","DORCHESTER","Choptank","Eastern Shore of Chesapeake Bay","Non-Tidal Atm",5764.251953,3684.1110840000001,3684.1110840000001,3684.1110840000001,3684.1110840000001,3684.1110840000001,3684.1110840000001,3684.111112,3684.1111299999998]
["A24019EM0_5261_0000","24019","DORCHESTER","Choptank","Eastern Shore of Chesapeake Bay","Septic",0,193.51210019999999,191.22999569999999,190.6148987,181.3966064,172.8054047,245.8731995,139.36361460000001,104.78602720000001]
["A24019EM0_5261_0000","24019","DORCHESTER","Choptank","Eastern Shore of Chesapeake Bay","Stormwater",944.66622170000005,861.67543790000002,839.2926559,868.11594390000005,892.16864780000003,896.07281490000003,524.48978420000003,695.45633580000003,599.56545570000003]
["A24019EM0_5261_0000","24019","DORCHESTER","Choptank","Eastern Shore of Chesapeake Bay","Wastewater",0,0,0,0,0,0,0,0]
["A24019EM0_5263_0000","24019","DORCHESTER","Choptank","Eastern Shore of Chesapeake Bay","Agriculture",16.97983507,11.947185770000001,10.62035069,10.43651848,10.278485310000001,10.18674972,9.0319320300000001,8.1711792810000006,6.5383983450000001]
["A24019EM0_5263_0000","24019","DORCHESTER","Choptank","Eastern Shore of Chesapeake Bay","Forest",73.807745929999996,65.948703289999997,65.636667489999994,66.390736340000004,66.43249059,66.480572940000002,66.584238529999993,66.035930919999998,66.302106539999997]
["A24019EM0_5263_0000","24019","DORCHESTER","Choptank","Eastern Shore of Chesapeake Bay","Non-Tidal Atm",2950.2189939999998,1885.5760499999999,1885.5760499999999,1885.5760499999999,1885.5760499999999,1885.5760499999999,1885.5760499999999,1885.5760620000001,1885.5760700000001]
["A24019EM0_5263_0000","24019","DORCHESTER","Choptank","Eastern Shore of Chesapeake Bay","Septic",0,0,0,0,0,0,0,0,0]
["A24019EM0_5263_0000","24019","DORCHESTER","Choptank","Eastern Shore of Chesapeake Bay","Stormwater",0,0,0,0,0,0,0,0,0]
["A24019EM0_5263_0000","24019","DORCHESTER","Choptank","Eastern Shore of Chesapeake Bay","Wastewater",0,0,0,0,0,0,0,0]
["A24021PM1_3450_3400","24021","FREDERICK","Upper Potomac","Potomac River Basin","Agriculture",147492.20689999999,105108.2583,96009.794529999999,92776.550560000003,89589.843489999999,90513.111269999994,83375.038449999993,90046.772259999998,86071.424069999994]
["A24021PM1_3450_3400","24021","FREDERICK","Upper Potomac","Potomac River Basin","Forest",5561.5948179999996,7129.8276980000001,7377.7235410000003,7579.1298210000004,7767.1689759999999,7932.3805849999999,7676.9439089999996,7475.9838669999999,7541.4907510000003]
["A24021PM1_3450_3400","24021","FREDERICK","Upper Potomac","Potomac River Basin","Non-Tidal Atm",6.6878890990000004,3.788866997,3.788866997,3.788866997,3.788866997,3.788866997,3.788866997,3.7888670659999999,3.7888671120000001]
["A24021PM1_3450_3400","24021","FREDERICK","Upper Potomac","Potomac River Basin","Septic",0,1174.0889890000001,1197.5820309999999,1209.714966,1215.360962,1219.68103,1561.159058,1054.0780199999999,958.40867960000003]
["A24021PM1_3450_3400","24021","FREDERICK","Upper Potomac","Potomac River Basin","Stormwater",8007.1719460000004,7909.0309189999998,7799.4902039999997,7655.9903029999996,7758.7979889999997,7702.0891799999999,7694.4763240000002,7400.7072019999996,7134.8518670000003]
["A24021PM1_3450_3400","24021","FREDERICK","Upper Potomac","Potomac River Basin","Wastewater",0,0,0,0,0,0,0,0]
["A24021PM1_3710_4040","24021","FREDERICK","Upper Potomac","Potomac River Basin","Agriculture",460897.83740000002,328452.37040000001,300020.45980000001,289589.38549999997,279310.42389999999,282314.6459,258249.0105,281386.84389999998,268964.43329999998]
["A24021PM1_3710_4040","24021","FREDERICK","Upper Potomac","Potomac River Basin","Forest",50960.805180000003,38193.585449999999,37365.961300000003,37395.75232,37441.308349999999,37379.572630000002,40841.56897,37822.818890000002,38127.390619999998]
["A24021PM1_3710_4040","24021","FREDERICK","Upper Potomac","Potomac River Basin","Non-Tidal Atm",1059.519043,600.24548340000001,600.24548340000001,600.24548340000001,600.24548340000001,600.24548340000001,600.24548340000001,600.24546599999996,600.24545439999997]
["A24021PM1_3710_4040","24021","FREDERICK","Upper Potomac","Potomac River Basin","Septic",6791.4257809999999,15552.5,16218.950199999999,16556.769530000001,17018.41992,17481.039059999999,16242.259770000001,14357.884319999999,13117.17373]
["A24021PM1_3710_4040","24021","FREDERICK","Upper Potomac","Potomac River Basin","Stormwater",56504.261440000002,91251.459900000002,91550.662979999994,91258.016740000006,94346.86477,95034.817280000003,81113.282850000003,88396.601970000003,86293.894639999999]
["A24021PM1_3710_4040","24021","FREDERICK","Upper Potomac","Potomac River Basin","Wastewater",824.92999269999996,1510.442352,520.18088909999994,478.93038940000002,478.93038940000002,478.93038940000002,2.2279570099999999,643.21575489999998,725.23899870000002]
["A24021PM2_2860_3040","24021","FREDERICK","Upper Potomac","Potomac River Basin","Agriculture",6116.0912360000002,4390.6722010000003,4098.0960910000003,3977.989423,3813.8535980000001,3854.5259350000001,3556.0272789999999,3864.0732969999999,3708.058102]
["A24021PM2_2860_3040","24021","FREDERICK","Upper Potomac","Potomac River Basin","Forest",325.56057170000003,391.0093822,400.02896120000003,409.06013680000001,418.0614453,424.60411640000001,436.81498340000002,405.31139969999998,408.8330254]
["A24021PM2_2860_3040","24021","FREDERICK","Upper Potomac","Potomac River Basin","Non-Tidal Atm",79.761009220000005,45.186721800000001,45.186721800000001,45.186721800000001,45.186721800000001,45.186721800000001,45.186721800000001,45.186721329999997,45.186721009999999]
["A24021PM2_2860_3040","24021","FREDERICK","Upper Potomac","Potomac River Basin","Septic",0,8.6071996689999999,8.7703666689999995,8.8547706599999998,8.8548679349999997,8.8550748830000003,14.66998959,7.7173204640000002,7.0152896609999997]
["A24021PM2_2860_3040","24021","FREDERICK","Upper Potomac","Potomac River Basin","Stormwater",234.14543739999999,220.67220599999999,215.67654049999999,210.96025299999999,206.3378458,210.8390589,150.22579579999999,204.92831899999999,197.76283799999999]
["A24021PM2_2860_3040","24021","FREDERICK","Upper Potomac","Potomac River Basin","Wastewater",0,0,0,0,0,0,0,0]
["A24021PM2_3400_3340","24021","FREDERICK","Upper Potomac","Potomac River Basin","Agriculture",5261.7653350000001,3777.3166639999999,3525.9333959999999,3422.4690439999999,3275.8056029999998,3316.340909,3059.4707859999999,3324.5516560000001,3190.2971619999998]
["A24021PM2_3400_3340","24021","FREDERICK","Upper Potomac","Potomac River Basin","Forest",312.49046520000002,358.2143135,364.75451570000001,372.05688859999998,379.04390719999998,384.65835390000001,395.89284129999999,369.52800930000001,372.71033849999998]
["A24021PM2_3400_3340","24021","FREDERICK","Upper Potomac","Potomac River Basin","Non-Tidal Atm",0,0,0,0,0,0,0,0,0]
["A24021PM2_3400_3340","24021","FREDERICK","Upper Potomac","Potomac River Basin","Septic",0,56.228721620000002,58.52206039,59.687629700000002,59.833450319999997,60.1259613,0,51.78151604,47.287819800000001]
["A24021PM2_3400_3340","24021","FREDERICK","Upper Potomac","Potomac River Basin","Stormwater",267.9906507,262.6961493,257.84888339999998,254.7007246,254.16894919999999,256.58580009999997,159.9318189,246.2017496,238.43699380000001]
["A24021PM2_3400_3340","24021","FREDERICK","Upper Potomac","Potomac River Basin","Wastewater",0,0,0,0,0,0,0,0]
["A24021PM3_3040_3340","24021","FREDERICK","Upper Potomac","Potomac River Basin","Agriculture",173677.80119999999,124683.4497,116376.6352,112964.7335,108298.5848,109460.8538,100982.40119999999,109730.7773,105300.20540000001]
["A24021PM3_3040_3340","24021","FREDERICK","Upper Potomac","Potomac River Basin","Forest",10066.870059999999,10885.63104,11087.16358,11273.994140000001,11493.121950000001,11653.039059999999,11354.707399999999,11230.41647,11325.9184]
["A24021PM3_3040_3340","24021","FREDERICK","Upper Potomac","Potomac River Basin","Non-Tidal Atm",677.28942870000003,383.7023926,383.7023926,383.7023926,383.7023926,383.7023926,383.7023926,383.70239850000002,383.70240239999998]
["A24021PM3_3040_3340","24021","FREDERICK","Upper Potomac","Potomac River Basin","Septic",1145.8530270000001,1491.0670170000001,1539.137939,1564.134033,1580.7989500000001,1595.010986,1524.1610109999999,1359.1724200000001,1239.195408]
["A24021PM3_3040_3340","24021","FREDERICK","Upper Potomac","Potomac River Basin","Stormwater",13855.21716,14789.85858,14519.81818,14480.338030000001,14543.60779,14606.103880000001,14378.987639999999,13981.739750000001,13623.02081]
["A24021PM3_3040_3340","24021","FREDERICK","Upper Potomac","Potomac River Basin","Wastewater",10410.95996,13019.22754,14207.91065,14119.090330000001,12305.56934,11545.603520000001,3027.2958979999999,7983.8789559999996,3834.5244969999999]
["A24021PM4_3340_3341","24021","FREDERICK","Upper Potomac","Potomac River Basin","Agriculture",769044.54599999997,552097.46909999999,515315.44959999999,499920.7352,478893.43190000003,484435.64799999999,446924.04430000001,485887.56229999999,466268.97070000001]
["A24021PM4_3340_3341","24021","FREDERICK","Upper Potomac","Potomac River Basin","Forest",29816.973880000001,27063.066650000001,27821.453369999999,28386.634279999998,29091.073,29553.338250000001,27826.620849999999,28176.746279999999,28413.608209999999]
["A24021PM4_3340_3341","24021","FREDERICK","Upper Potomac","Potomac River Basin","Non-Tidal Atm",5197.2998049999997,2944.4079590000001,2944.4079590000001,2944.4079590000001,2944.4079590000001,2944.4079590000001,2944.4079590000001,2944.407839,2944.4077590000002]
["A24021PM4_3340_3341","24021","FREDERICK","Upper Potomac","Potomac River Basin","Septic",10591.25,14647.01953,14942.589840000001,15094.400390000001,15227.33008,15362.070309999999,14103.48047,13152.246580000001,11958.68441]
["A24021PM4_3340_3341","24021","FREDERICK","Upper Potomac","Potomac River Basin","Stormwater",75002.117610000001,99743.847469999993,99249.833660000004,98386.825840000005,99820.206449999998,100772.6784,102505.16959999999,95234.462220000001,92557.547919999997]
["A24021PM4_3340_3341","24021","FREDERICK","Upper Potomac","Potomac River Basin","Wastewater",14029.40373,6147.1908380000004,6102.915935,7142.338299,7499.726971,7520.2762869999997,4370.6875719999998,3134.5251229999999,1155.5979150000001]
["A24021PM4_3341_4040","24021","FREDERICK","Upper Potomac","Potomac River Basin","Agriculture",417030.2072,297190.70020000002,274393.46620000002,265223.12150000001,255415.8192,258226.91329999999,237641.15549999999,252508.15700000001,237917.95079999999]
["A24021PM4_3341_4040","24021","FREDERICK","Upper Potomac","Potomac River Basin","Forest",42810.268799999998,30315.421999999999,30272.26843,30504.433219999999,30865.93188,31013.608029999999,33198.576540000002,30616.777770000001,30846.450659999999]
["A24021PM4_3341_4040","24021","FREDERICK","Upper Potomac","Potomac River Basin","Non-Tidal Atm",2279.2858890000002,1291.276001,1291.276001,1291.276001,1291.276001,1291.276001,1291.276001,1291.275883,1291.2758040000001]
["A24021PM4_3341_4040","24021","FREDERICK","Upper Potomac","Potomac River Basin","Septic",8738.2236329999996,14791.360350000001,15266.940430000001,15508.62988,15791.70996,16074.900390000001,10811.509770000001,13266.47163,11932.825769999999]
["A24021PM4_3341_4040","24021","FREDERICK","Upper Potomac","Potomac River Basin","Stormwater",142582.0772,156243.93950000001,153478.7641,151060.52110000001,152589.9853,152831.93400000001,139087.2212,144621.53349999999,138716.71309999999]
["A24021PM4_3341_4040","24021","FREDERICK","Upper Potomac","Potomac River Basin","Wastewater",215065.5938,105774.81690000001,124420.52009999999,102826.7194,103626.0163,97168.219469999996,98958.937590000001,86993.49497,62042.144890000003]
["A24021PM4_4040_4410","24021","FREDERICK","Upper Potomac","Potomac River Basin","Agriculture",888113.83649999998,632902.27489999996,578115.70779999997,554324.15419999999,534271.27150000003,540871.35719999997,498297.57510000002,520339.21960000001,481821.56079999998]
["A24021PM4_4040_4410","24021","FREDERICK","Upper Potomac","Potomac River Basin","Forest",147015.91020000001,107302.24310000001,103581.87209999999,103297.5254,103004.52340000001,102386.04640000001,97626.998049999995,104628.6398,105326.4849]
["A24021PM4_4040_4410","24021","FREDERICK","Upper Potomac","Potomac River Basin","Non-Tidal Atm",8068.3911129999997,4570.9580079999996,4570.9580079999996,4570.9580079999996,4570.9580079999996,4570.9580079999996,4570.9580079999996,4570.9581079999998,4570.9581740000003]
["A24021PM4_4040_4410","24021","FREDERICK","Upper Potomac","Potomac River Basin","Septic",26722.689450000002,55980.359380000002,59644.75,61497.328130000002,62865.238279999998,64231.621090000001,45571.210939999997,51369.737609999996,45853.062689999999]
["A24021PM4_4040_4410","24021","FREDERICK","Upper Potomac","Potomac River Basin","Stormwater",225926.8921,303886.8847,302552.03080000001,300819.66649999999,308893.72220000002,310864.4878,312564.47610000003,283735.28419999999,271190.78639999998]
["A24021PM4_4040_4410","24021","FREDERICK","Upper Potomac","Potomac River Basin","Wastewater",11047.2384,82342.318599999999,86880.089609999995,82459.737789999999,83265.065919999994,86541.042480000004,103490.9126,127840.27619999999,155147.0673]
["A24021PM7_4200_4410","24021","FREDERICK","Upper Potomac","Potomac River Basin","Agriculture",292630.60090000002,210079.7714,196083.72959999999,190334.79130000001,182409.07380000001,184430.96479999999,170145.8107,173513.9792,158467.47899999999]
["A24021PM7_4200_4410","24021","FREDERICK","Upper Potomac","Potomac River Basin","Forest",14659.795169999999,13440.08569,13496.91901,13745.426820000001,13892.065000000001,14055.235720000001,12116.10059,13622.950510000001,13706.971509999999]
["A24021PM7_4200_4410","24021","FREDERICK","Upper Potomac","Potomac River Basin","Non-Tidal Atm",6970.9160160000001,3949.2080080000001,3949.2080080000001,3949.2080080000001,3949.2080080000001,3949.2080080000001,3949.2080080000001,3949.208396,3949.2086549999999]
["A24021PM7_4200_4410","24021","FREDERICK","Upper Potomac","Potomac River Basin","Septic",2647.6210940000001,5455.8408200000003,5756.7309569999998,5910.2309569999998,6037.9912109999996,6165.7309569999998,4351.7880859999996,4814.2100309999996,4185.8627470000001]
["A24021PM7_4200_4410","24021","FREDERICK","Upper Potomac","Potomac River Basin","Stormwater",16791.364010000001,28376.374029999999,28944.074710000001,28560.403559999999,30048.990229999999,29966.29175,34041.215340000002,26363.333200000001,24642.83886]
["A24021PM7_4200_4410","24021","FREDERICK","Upper Potomac","Potomac River Basin","Wastewater",5884.2851559999999,8203.25,5884.2851559999999,5884.2851559999999,5884.2851559999999,5884.2851559999999,6155.3198240000002,9295.0510369999993,11568.89496]
["A24021PM7_4410_4620","24021","FREDERICK","Middle Potomac","Potomac River Basin","Agriculture",3152.720965,2249.0027599999999,2053.8186489999998,1990.26063,1917.421918,1943.624548,1791.4271389999999,1762.9058990000001,1568.964066]
["A24021PM7_4410_4620","24021","FREDERICK","Middle Potomac","Potomac River Basin","Forest",1826.8784330000001,1648.679977,1626.7381290000001,1636.9498599999999,1643.407768,1648.5749129999999,1662.2373660000001,1640.7231469999999,1650.0464930000001]
["A24021PM7_4410_4620","24021","FREDERICK","Middle Potomac","Potomac River Basin","Non-Tidal Atm",6.0340909959999998,3.4184720519999998,3.4184720519999998,3.4184720519999998,3.4184720519999998,3.4184720519999998,3.4184720519999998,3.4184720259999999,3.4184720080000002]
["A24021PM7_4410_4620","24021","FREDERICK","Middle Potomac","Potomac River Basin","Septic",0,26.959039690000001,26.941829680000001,26.941829680000001,26.73457909,26.321210860000001,22.79454994,22.0331665,18.760724379999999]
["A24021PM7_4410_4620","24021","FREDERICK","Middle Potomac","Potomac River Basin","Stormwater",1018.930939,871.63216399999999,847.5970916,822.45050819999994,809.43945710000003,811.25772099999995,757.32798769999999,752.82028349999996,689.6357448]
["A24021PM7_4410_4620","24021","FREDERICK","Middle Potomac","Potomac River Basin","Wastewater",0,0,0,0,0,0,0,0]
["A24023PU1_3850_4190","24023","GARRETT","Upper Potomac","Potomac River Basin","Agriculture",1751.725379,1264.9404830000001,1219.64409,1238.5383939999999,1161.0448389999999,1164.6982270000001,1074.644998,1132.7878189999999,1074.8836389999999]
["A24023PU1_3850_4190","24023","GARRETT","Upper Potomac","Potomac River Basin","Forest",2715.4776000000002,1835.1105500000001,1810.626098,1854.983162,1853.936226,1850.821991,1832.149476,1835.5333740000001,1852.1382249999999]
["A24023PU1_3850_4190","24023","GARRETT","Upper Potomac","Potomac River Basin","Non-Tidal Atm",10.51107025,4.6572909359999999,4.6572909359999999,4.6572909359999999,4.6572909359999999,4.6572909359999999,4.6572909359999999,4.6572913219999998,4.6572915799999999]
["A24023PU1_3850_4190","24023","GARRETT","Upper Potomac","Potomac River Basin","Septic",0,41.162010189999997,41.561260220000001,41.760879520000003,41.521331789999998,41.285060880000003,44.31772995,36.463011000000002,33.064178179999999]
["A24023PU1_3850_4190","24023","GARRETT","Upper Potomac","Potomac River Basin","Stormwater",210.9480159,160.60894690000001,160.0003529,159.9761906,165.9345184,160.0157605,210.5531369,148.4824524,140.80385200000001]
["A24023PU1_3850_4190","24023","GARRETT","Upper Potomac","Potomac River Basin","Wastewater",3.2811551090000002,1.7543799879999999,1.2537189719999999,1.5408209559999999,1.8229650260000001,1.5901989940000001,2.001688004,1.077314165,0.95971096]
["A24023PU1_3940_3970","24023","GARRETT","Upper Potomac","Potomac River Basin","Agriculture",4257.0173000000004,3074.039914,2963.9793989999998,3009.8525279999999,2822.8766070000001,2830.4234529999999,2611.6038269999999,2752.898565,2612.1780090000002]
["A24023PU1_3940_3970","24023","GARRETT","Upper Potomac","Potomac River Basin","Forest",7826.6947630000004,5329.6347349999996,5258.6403360000004,5389.3025820000003,5388.1691890000002,5377.8958439999997,5367.9192810000004,5331.0443370000003,5379.3136720000002]
["A24023PU1_3940_3970","24023","GARRETT","Upper Potomac","Potomac River Basin","Non-Tidal Atm",9.2664060589999995,4.1057991979999997,4.1057991979999997,4.1057991979999997,4.1057991979999997,4.1057991979999997,4.1057991979999997,4.1057993020000003,4.1057993709999998]
["A24023PU1_3940_3970","24023","GARRETT","Upper Potomac","Potomac River Basin","Septic",0,26.018440250000001,26.39279938,26.579990389999999,26.43024063,26.243059160000001,31.794860839999998,23.183941999999998,21.04470375]
["A24023PU1_3940_3970","24023","GARRETT","Upper Potomac","Potomac River Basin","Stormwater",3481.0367620000002,2492.6354510000001,2477.6838389999998,2467.5873689999999,2477.2456630000001,2466.8739599999999,2427.9387489999999,2320.6729540000001,2215.9990299999999]
["A24023PU1_3940_3970","24023","GARRETT","Upper Potomac","Potomac River Basin","Wastewater",0,0.565617025,0.565617025,0.565617025,0.565617025,0.565617025,0.565617025,0.56533833,0.56515253399999998]
["A24023PU1_4190_4300","24023","GARRETT","Upper Potomac","Potomac River Basin","Agriculture",2646.6544220000001,1911.1878670000001,1842.7464259999999,1871.296421,1755.6764909999999,1739.5582420000001,1607.424771,1711.515619,1624.028415]
["A24023PU1_4190_4300","24023","GARRETT","Upper Potomac","Potomac River Basin","Forest",7374.6654660000004,5100.6243439999998,5036.3659820000003,5161.4482420000004,5162.5320439999996,5153.3987420000003,5145.3314209999999,5105.7108049999997,5151.9406870000003]
["A24023PU1_4190_4300","24023","GARRETT","Upper Potomac","Potomac River Basin","Non-Tidal Atm",184.68539430000001,81.831222530000005,81.831222530000005,81.831222530000005,81.831222530000005,81.831222530000005,81.831222530000005,81.831223379999997,81.831223940000001]
["A24023PU1_4190_4300","24023","GARRETT","Upper Potomac","Potomac River Basin","Septic",0,61.73693085,62.130168910000002,62.326789859999998,62.031871799999998,61.558609009999998,65.380699160000006,54.460410709999998,49.347238570000002]
["A24023PU1_4190_4300","24023","GARRETT","Upper Potomac","Potomac River Basin","Stormwater",400.58445069999999,269.9769445,269.70999440000003,269.94705310000001,271.33697239999998,269.75147729999998,275.59967440000003,251.08423769999999,238.6670666]
["A24023PU1_4190_4300","24023","GARRETT","Upper Potomac","Potomac River Basin","Wastewater",0,9.8112289999999994E-3,9.8112289999999994E-3,9.8112289999999994E-3,9.8112289999999994E-3,9.8112289999999994E-3,9.8045200000000006E-3,8.1229830000000003E-3,6.9974859999999998E-3]
["A24023PU1_4300_4440","24023","GARRETT","Upper Potomac","Potomac River Basin","Agriculture",3218.1413120000002,2323.851987,2240.619921,2275.2949370000001,2132.9687399999998,2139.7104140000001,1974.2867140000001,2081.047055,1974.6651449999999]
["A24023PU1_4300_4440","24023","GARRETT","Upper Potomac","Potomac River Basin","Forest",7036.6742860000004,4812.8520500000004,4751.0002899999999,4869.858612,4867.6939389999998,4859.5842590000002,4857.7857059999997,4816.4446079999998,4860.0741529999996]
["A24023PU1_4300_4440","24023","GARRETT","Upper Potomac","Potomac River Basin","Non-Tidal Atm",18.028829569999999,7.988296032,7.988296032,7.988296032,7.988296032,7.988296032,7.988296032,7.9882960479999996,7.9882960589999996]
["A24023PU1_4300_4440","24023","GARRETT","Upper Potomac","Potomac River Basin","Septic",64.983276369999999,73.617416379999995,74.07185364,74.52628326,74.07185364,73.617416379999995,46.763950350000002,65.032449979999996,59.006180870000001]
["A24023PU1_4300_4440","24023","GARRETT","Upper Potomac","Potomac River Basin","Stormwater",2258.4430750000001,1697.426365,1675.968247,1660.861803,1669.6260589999999,1659.5065520000001,1612.700783,1559.7316499999999,1482.2405859999999]
["A24023PU1_4300_4440","24023","GARRETT","Upper Potomac","Potomac River Basin","Wastewater",0,4.5822281839999999,4.5822281839999999,4.5822281839999999,4.5822281839999999,4.5822281839999999,0.228954405,129.33147550000001,212.49764039999999]
["A24023PU2_4720_4750","24023","GARRETT","Upper Potomac","Potomac River Basin","Agriculture",1140.3550580000001,823.46253300000001,793.97742949999997,806.27801520000003,756.15706980000004,758.20814170000006,699.58046330000002,737.4339453,699.73828920000005]
["A24023PU2_4720_4750","24023","GARRETT","Upper Potomac","Potomac River Basin","Forest",845.47995000000003,537.96201510000003,529.52424619999999,542.33672139999999,541.73071289999996,540.61073499999998,534.3863278,536.80176870000003,541.65345030000003]
["A24023PU2_4720_4750","24023","GARRETT","Upper Potomac","Potomac River Basin","Non-Tidal Atm",6.2542080880000004,2.7711420059999998,2.7711420059999998,2.7711420059999998,2.7711420059999998,2.7711420059999998,2.7711420059999998,2.7711418729999999,2.7711417850000002]
["A24023PU2_4720_4750","24023","GARRETT","Upper Potomac","Potomac River Basin","Septic",8.7386198040000007,11.190340040000001,11.41800022,11.5405798,11.52425957,11.50817013,13.12495041,10.04955309,9.1372549999999997]
["A24023PU2_4720_4750","24023","GARRETT","Upper Potomac","Potomac River Basin","Stormwater",299.20774929999999,225.0967632,223.5854879,220.88760579999999,222.96099129999999,221.09129609999999,216.8980215,207.6812252,197.07838340000001]
["A24023PU2_4720_4750","24023","GARRETT","Upper Potomac","Potomac River Basin","Wastewater",148.64635000000001,146.30169989999999,146.5224608,146.4544319,146.08512289999999,155.57462670000001,0.77997018399999996,121.56004950000001,104.918442]
["A24023PU2_4750_4450","24023","GARRETT","Upper Potomac","Potomac River Basin","Agriculture",190.8482315,137.79950640000001,132.8709963,134.93010240000001,126.54782849999999,126.8770492,117.0627722,123.41019660000001,117.10299689999999]
["A24023PU2_4750_4450","24023","GARRETT","Upper Potomac","Potomac River Basin","Forest",421.77368159999997,289.73759269999999,286.06013009999998,293.14962389999999,293.18339730000002,292.5735588,291.0927658,289.99849469999998,292.62407109999998]
["A24023PU2_4750_4450","24023","GARRETT","Upper Potomac","Potomac River Basin","Non-Tidal Atm",26.322019579999999,11.66287041,11.66287041,11.66287041,11.66287041,11.66287041,11.66287041,11.66287196,11.662872999999999]
["A24023PU2_4750_4450","24023","GARRETT","Upper Potomac","Potomac River Basin","Septic",0,0,0,0,0,0,0,0,0]
["A24023PU2_4750_4450","24023","GARRETT","Upper Potomac","Potomac River Basin","Stormwater",44.860893879999999,30.47251296,30.04586291,30.045440670000001,30.19137096,30.05751038,33.768751139999999,28.203518379999998,26.975288689999999]
["A24023PU2_4750_4450","24023","GARRETT","Upper Potomac","Potomac River Basin","Wastewater",0,0,0,0,0,0,0,0]
["A24023PU3_4450_4440","24023","GARRETT","Upper Potomac","Potomac River Basin","Agriculture",7155.2650759999997,5166.9067990000003,4981.8838219999998,5059.0572840000004,4742.5589650000002,4757.451806,4389.586765,4627.0930310000003,4390.5658370000001]
["A24023PU3_4450_4440","24023","GARRETT","Upper Potomac","Potomac River Basin","Forest",13231.48602,9006.1301270000004,8888.135284,9110.5413819999994,9110.4210810000004,9091.8652340000008,9057.6358639999999,9010.564746,9092.1843869999993]
["A24023PU3_4450_4440","24023","GARRETT","Upper Potomac","Potomac River Basin","Non-Tidal Atm",288.34030150000001,127.7590027,127.7590027,127.7590027,127.7590027,127.7590027,127.7590027,127.7590215,127.75903409999999]
["A24023PU3_4450_4440","24023","GARRETT","Upper Potomac","Potomac River Basin","Septic",146.01040649999999,141.9208984,141.76939390000001,141.76950070000001,140.25549319999999,138.8934021,170.73649599999999,124.05534950000001,112.2459865]
["A24023PU3_4450_4440","24023","GARRETT","Upper Potomac","Potomac River Basin","Stormwater",4237.4877909999996,3098.186784,3066.1394009999999,3033.9401549999998,3026.1115719999998,3026.8401490000001,3044.6391910000002,2851.6835420000002,2708.7129690000002]
["A24023PU3_4450_4440","24023","GARRETT","Upper Potomac","Potomac River Basin","Wastewater",4.1699199680000003,129.56413069999999,80.198769569999996,83.313962700000005,76.339048140000003,72.674009080000005,66.337998150000004,63.654618069999998,52.625183730000003]
["A24025SL0_2721_2720","24025","HARFORD","Upper Western Shore","Susquehanna River Basin","Agriculture",399332.97080000001,224706.01449999999,206013.40599999999,199449.16519999999,190270.2188,182212.2372,163784.79819999999,158899.1692,127489.678]
["A24025SL0_2721_2720","24025","HARFORD","Upper Western Shore","Susquehanna River Basin","Forest",62470.590329999999,68711.981440000003,70671.339840000001,71902.157229999997,73090.119630000001,73923.101320000002,73564.40307,71047.479099999997,71298.238599999997]
["A24025SL0_2721_2720","24025","HARFORD","Upper Western Shore","Susquehanna River Basin","Non-Tidal Atm",902.18127440000001,495.56439210000002,495.56439210000002,495.56439210000002,495.56439210000002,495.56439210000002,495.56439210000002,495.56439640000002,495.56439920000003]
["A24025SL0_2721_2720","24025","HARFORD","Upper Western Shore","Susquehanna River Basin","Septic",0,10904.530269999999,10963.70996,10995.509770000001,11031.48047,11065.200199999999,12823.820309999999,8191.4352900000004,6343.252176]
["A24025SL0_2721_2720","24025","HARFORD","Upper Western Shore","Susquehanna River Basin","Stormwater",50678.328009999997,49677.205809999999,48268.895689999998,48648.356690000001,48098.708989999999,48236.428950000001,50756.56323,40022.015299999999,34524.09504]
["A24025SL0_2721_2720","24025","HARFORD","Upper Western Shore","Susquehanna River Basin","Wastewater",352.42010499999998,675.37188719999995,3070.9534309999999,587.65112299999998,528.99353029999997,492.15728760000002,400.34100339999998,1534.5778359999999,510.3274399]
["A24025SL2_2750_2720","24025","HARFORD","Upper Western Shore","Susquehanna River Basin","Agriculture",10581.81446,5954.1401969999997,5459.2530610000003,5285.0101160000004,5041.5276309999999,4828.165634,4340.0217030000003,4273.3858090000003,3482.8076409999999]
["A24025SL2_2750_2720","24025","HARFORD","Upper Western Shore","Susquehanna River Basin","Forest",2827.4821929999998,2673.7979890000001,2728.4783170000001,2748.4658509999999,2785.9309459999999,2808.6178209999998,2938.4534309999999,2743.6992679999998,2753.8465679999999]
["A24025SL2_2750_2720","24025","HARFORD","Upper Western Shore","Susquehanna River Basin","Non-Tidal Atm",147.9219971,81.252876279999995,81.252876279999995,81.252876279999995,81.252876279999995,81.252876279999995,81.252876279999995,81.252879780000001,81.252882110000002]
["A24025SL2_2750_2720","24025","HARFORD","Upper Western Shore","Susquehanna River Basin","Septic",0,1393.229004,1414.0489500000001,1426.5200199999999,1431.520996,1436.5279539999999,1092.0889890000001,1071.8717369999999,843.75359460000004]
["A24025SL2_2750_2720","24025","HARFORD","Upper Western Shore","Susquehanna River Basin","Stormwater",4448.5503840000001,4347.8812870000002,4217.9249419999996,4230.8648830000002,4195.8129879999997,4196.6629640000001,3711.5010990000001,3554.769233,3112.6654269999999]
["A24025SL2_2750_2720","24025","HARFORD","Upper Western Shore","Susquehanna River Basin","Wastewater",0,0,0,0,0,0,0,0]
["A24025SL2_2910_3060","24025","HARFORD","Upper Western Shore","Susquehanna River Basin","Agriculture",258811.9307,145653.2236,133500.4247,129283.3058,123335.49249999999,118104.0291,106298.9184,106911.5526,89185.637780000005]
["A24025SL2_2910_3060","24025","HARFORD","Upper Western Shore","Susquehanna River Basin","Forest",39736.823239999998,43609.729859999999,44855.549189999998,45639.737430000001,46388.356690000001,46931.843500000003,46947.250240000001,45153.555520000002,45352.2264]
["A24025SL2_2910_3060","24025","HARFORD","Upper Western Shore","Susquehanna River Basin","Non-Tidal Atm",177.08740230000001,97.273361210000004,97.273361210000004,97.273361210000004,97.273361210000004,97.273361210000004,97.273361210000004,97.273361550000004,97.273361769999994]
["A24025SL2_2910_3060","24025","HARFORD","Upper Western Shore","Susquehanna River Basin","Septic",0,12993.469730000001,13114.66992,13179.969730000001,13237.639649999999,13293.490229999999,15203.639649999999,10102.44059,8094.2876980000001]
["A24025SL2_2910_3060","24025","HARFORD","Upper Western Shore","Susquehanna River Basin","Stormwater",31986.889279999999,32333.203549999998,31495.767820000001,31776.510869999998,31549.751339999999,31573.72193,32193.440060000001,26818.881959999999,23700.958060000001]
["A24025SL2_2910_3060","24025","HARFORD","Upper Western Shore","Susquehanna River Basin","Wastewater",251.99029540000001,289.15549119999997,246.5630908,291.68577149999999,513.8932605,270.70667609999998,259.77661130000001,287.67261230000003,315.07895989999997]
["A24025SL2_3060_0001","24025","HARFORD","Upper Western Shore","Susquehanna River Basin","Agriculture",449169.24670000002,252781.74780000001,231690.52350000001,224371.75829999999,214060.52499999999,204970.0765,184482.1427,173111.11369999999,134058.17379999999]
["A24025SL2_3060_0001","24025","HARFORD","Upper Western Shore","Susquehanna River Basin","Forest",75859.375,77580.594729999997,79535.128169999996,80680.144289999997,81928.837650000001,82779.546390000003,81472.426269999996,79859.208360000004,80075.26182]
["A24025SL2_3060_0001","24025","HARFORD","Upper Western Shore","Susquehanna River Basin","Non-Tidal Atm",627.90167240000005,344.903595,344.903595,344.903595,344.903595,344.903595,344.903595,344.90361519999999,344.90362859999999]
["A24025SL2_3060_0001","24025","HARFORD","Upper Western Shore","Susquehanna River Basin","Septic",23777.109380000002,32695.710940000001,33464.320310000003,33847.640630000002,34157.320310000003,34471.871090000001,36814.808590000001,24458.31524,18454.311860000002]
["A24025SL2_3060_0001","24025","HARFORD","Upper Western Shore","Susquehanna River Basin","Stormwater",75702.842290000001,86806.629889999997,84612.063469999994,85655.432119999998,85553.198499999999,85756.493650000004,91680.525389999995,68874.483389999994,58382.763330000002]
["A24025SL2_3060_0001","24025","HARFORD","Upper Western Shore","Susquehanna River Basin","Wastewater",0,15.303449629999999,15.303449629999999,15.303449629999999,15.303449629999999,15.303449629999999,0.43052640599999997,15.052935720000001,14.88592644]
["A24025SL9_2720_0001","24025","HARFORD","Upper Western Shore","Susquehanna River Basin","Agriculture",91936.057029999996,51732.38723,47429.08137,45917.765319999999,43805.395279999997,41949.539539999998,37707.380590000001,35137.420510000004,26942.979930000001]
["A24025SL9_2720_0001","24025","HARFORD","Upper Western Shore","Susquehanna River Basin","Forest",27606.041509999999,27658.951840000002,28119.552189999999,28551.166010000001,28854.285889999999,29075.09546,29279.130980000002,28228.30399,28300.805189999999]
["A24025SL9_2720_0001","24025","HARFORD","Upper Western Shore","Susquehanna River Basin","Non-Tidal Atm",26596.570309999999,14609.37988,14609.37988,14609.37988,14609.37988,14609.37988,14609.37988,14609.377829999999,14609.376459999999]
["A24025SL9_2720_0001","24025","HARFORD","Upper Western Shore","Susquehanna River Basin","Septic",0,4259.1528319999998,4174.625,4129.6689450000003,4104.0888670000004,4070.8620609999998,4572.2080079999996,3003.2819949999998,2222.3866589999998]
["A24025SL9_2720_0001","24025","HARFORD","Upper Western Shore","Susquehanna River Basin","Stormwater",16583.242429999998,12983.066500000001,12592.306640000001,12251.23401,11989.55005,11970.017089999999,11373.809080000001,9971.7347769999997,8224.6868680000007]
["A24025SL9_2720_0001","24025","HARFORD","Upper Western Shore","Susquehanna River Basin","Wastewater",0,1399.0749510000001,1399.0749510000001,1399.0749510000001,1399.0749510000001,1399.0749510000001,27.458229060000001,576.09138570000005,27.43567552]
["A24025SL9_2970_0000","24025","HARFORD","Upper Western Shore","Susquehanna River Basin","Agriculture",36473.131430000001,20526.357980000001,18813.700440000001,18219.374370000001,17400.748029999999,16643.954109999999,14980.24698,13760.805549999999,10392.20895]
["A24025SL9_2970_0000","24025","HARFORD","Upper Western Shore","Susquehanna River Basin","Forest",16074.13989,12059.1008,12221.704159999999,12078.61328,12266.99316,12236.021860000001,13775.10174,12254.923349999999,12277.06948]
["A24025SL9_2970_0000","24025","HARFORD","Upper Western Shore","Susquehanna River Basin","Non-Tidal Atm",1981.1850589999999,1088.255981,1088.255981,1088.255981,1088.255981,1088.255981,1088.255981,1088.255989,1088.2559940000001]
["A24025SL9_2970_0000","24025","HARFORD","Upper Western Shore","Susquehanna River Basin","Septic",3276.6389159999999,4087.1879880000001,4230.6899409999996,4306.5371089999999,4352.7299800000001,4392.2241210000002,5436.3911129999997,3047.8787689999999,2259.3379880000002]
["A24025SL9_2970_0000","24025","HARFORD","Upper Western Shore","Susquehanna River Basin","Stormwater",33884.08642,38392.43982,36716.828730000001,38091.847130000002,37692.010009999998,38168.523679999998,31008.165280000001,30242.921890000001,25926.983990000001]
["A24025SL9_2970_0000","24025","HARFORD","Upper Western Shore","Susquehanna River Basin","Wastewater",27397.5,28076.849610000001,28076.990229999999,28078.560549999998,28078.560549999998,28078.560549999998,1210.005981,18422.701720000001,11986.50937]
["A24025SL9_2971_0000","24025","HARFORD","Upper Western Shore","Susquehanna River Basin","Agriculture",5445.9340249999996,3064.9325699999999,2809.0668380000002,2720.3266920000001,2595.2134080000001,2485.149962,2236.816022,2054.5913989999999,1551.607773]
["A24025SL9_2971_0000","24025","HARFORD","Upper Western Shore","Susquehanna River Basin","Forest",2266.3251030000001,2200.9896469999999,2225.456017,2255.0756310000002,2270.7136609999998,2283.1480489999999,2314.0666510000001,2232.905252,2237.871408]
["A24025SL9_2971_0000","24025","HARFORD","Upper Western Shore","Susquehanna River Basin","Non-Tidal Atm",11044.839840000001,6066.8828130000002,6066.8828130000002,6066.8828130000002,6066.8828130000002,6066.8828130000002,6066.8828130000002,6066.8828359999998,6066.8828510000003]
["A24025SL9_2971_0000","24025","HARFORD","Upper Western Shore","Susquehanna River Basin","Septic",0,96.629379270000001,92.776229860000001,90.902763370000002,89.833488459999998,88.502868649999996,90.911956790000005,65.726087340000007,47.692658999999999]
["A24025SL9_2971_0000","24025","HARFORD","Upper Western Shore","Susquehanna River Basin","Stormwater",538.08312750000005,321.71786450000002,312.31567330000001,308.42767329999998,304.27218909999999,303.81990059999998,205.77478790000001,250.14813710000001,208.70311290000001]
["A24025SL9_2971_0000","24025","HARFORD","Upper Western Shore","Susquehanna River Basin","Wastewater",0,170.69149780000001,170.69149780000001,170.69149780000001,170.69149780000001,170.69149780000001,1.213127971,69.003878850000007,1.21213288]
["A24025WU0_3160_0000","24025","HARFORD","Upper Western Shore","Western Shore of Chesapeake Bay","Agriculture",1648.247237,927.80621989999997,849.90499690000001,823.44039380000004,786.50589049999996,752.15850420000004,678.10109220000004,623.62970659999996,472.77951309999997]
["A24025WU0_3160_0000","24025","HARFORD","Upper Western Shore","Western Shore of Chesapeake Bay","Forest",178.79329680000001,246.24779509999999,269.12227819999998,275.87906170000002,297.2717409,307.21727659999999,352.56732369999997,270.04472679999998,270.65969260000003]
["A24025WU0_3160_0000","24025","HARFORD","Upper Western Shore","Western Shore of Chesapeake Bay","Non-Tidal Atm",0,0,0,0,0,0,0,0,0]
["A24025WU0_3160_0000","24025","HARFORD","Upper Western Shore","Western Shore of Chesapeake Bay","Septic",591.47998050000001,132.7012939,130.33489990000001,129.22689819999999,128.11950680000001,127.0184021,17.825870510000001,92.995533870000003,68.102623179999995]
["A24025WU0_3160_0000","24025","HARFORD","Upper Western Shore","Western Shore of Chesapeake Bay","Stormwater",5193.3135199999997,4026.109547,3904.180433,3812.8685949999999,3733.4370950000002,3723.9001469999998,3567.8930660000001,3058.0667400000002,2493.9909440000001]
["A24025WU0_3160_0000","24025","HARFORD","Upper Western Shore","Western Shore of Chesapeake Bay","Wastewater",0,0,0,0,0,0,0,0]
["A24025WU0_3161_0000","24025","HARFORD","Upper Western Shore","Western Shore of Chesapeake Bay","Agriculture",96858.630210000003,54509.639490000001,49961.593650000003,48383.284379999997,46190.97064,44199.448120000001,39781.679380000001,36634.419500000004,27749.636729999998]
["A24025WU0_3161_0000","24025","HARFORD","Upper Western Shore","Western Shore of Chesapeake Bay","Forest",31535.092290000001,25912.298640000001,26236.77448,26280.54333,26577.458009999998,26798.717530000002,27174.236819999998,26318.165140000001,26372.425579999999]
["A24025WU0_3161_0000","24025","HARFORD","Upper Western Shore","Western Shore of Chesapeake Bay","Non-Tidal Atm",810.67150879999997,445.29830930000003,445.29830930000003,445.29830930000003,445.29830930000003,445.29830930000003,445.29830930000003,445.29831159999998,445.2983132]
["A24025WU0_3161_0000","24025","HARFORD","Upper Western Shore","Western Shore of Chesapeake Bay","Septic",13356.559569999999,19060.339840000001,19944.730469999999,20269.519530000001,20387.660159999999,20592.890630000002,23707.859380000002,14427.659,10749.611349999999]
["A24025WU0_3161_0000","24025","HARFORD","Upper Western Shore","Western Shore of Chesapeake Bay","Stormwater",77852.307639999999,81268.789120000001,79422.577390000006,79975.455440000005,80236.866829999999,79735.058850000001,77388.195070000002,63698.231979999997,53215.335039999998]
["A24025WU0_3161_0000","24025","HARFORD","Upper Western Shore","Western Shore of Chesapeake Bay","Wastewater",162110.5,59885.312590000001,49856.152439999998,41680.679779999999,41531.019630000003,37668.500090000001,28891.769530000001,66230.998569999996,77147.562659999996]
["A24025WU0_3162_0000","24025","HARFORD","Upper Western Shore","Western Shore of Chesapeake Bay","Agriculture",0,0,0,0,0,0,0,0,0]
["A24025WU0_3162_0000","24025","HARFORD","Upper Western Shore","Western Shore of Chesapeake Bay","Forest",1.3849423300000001,1.187340721,1.1858267709999999,1.194661349,1.194840949,1.195365072,1.1988118590000001,1.189544323,1.192022691]
["A24025WU0_3162_0000","24025","HARFORD","Upper Western Shore","Western Shore of Chesapeake Bay","Non-Tidal Atm",71.178909300000001,39.098270419999999,39.098270419999999,39.098270419999999,39.098270419999999,39.098270419999999,39.098270419999999,39.09827052,39.098270589999998]
["A24025WU0_3162_0000","24025","HARFORD","Upper Western Shore","Western Shore of Chesapeake Bay","Septic",0,0,0,0,0,0,0,0,0]
["A24025WU0_3162_0000","24025","HARFORD","Upper Western Shore","Western Shore of Chesapeake Bay","Stormwater",0,0,0,0,0,0,0,0,0]
["A24025WU0_3162_0000","24025","HARFORD","Upper Western Shore","Western Shore of Chesapeake Bay","Wastewater",0,0,0,0,0,0,0,20466.163199999999,34110.271999999997]
["A24025WU0_3250_0001","24025","HARFORD","Upper Western Shore","Western Shore of Chesapeake Bay","Agriculture",27189.307349999999,15301.515950000001,14024.753269999999,13581.754000000001,12957.55445,12407.277700000001,11167.20449,11709.360259999999,10165.76492]
["A24025WU0_3250_0001","24025","HARFORD","Upper Western Shore","Western Shore of Chesapeake Bay","Forest",18332.49036,8061.8335260000003,8096.4046939999998,7928.6658630000002,8234.851165,8249.4173589999991,9227.0487059999996,8150.8615010000003,8187.1660400000001]
["A24025WU0_3250_0001","24025","HARFORD","Upper Western Shore","Western Shore of Chesapeake Bay","Non-Tidal Atm",76.559532169999997,42.053821560000003,42.053821560000003,42.053821560000003,42.053821560000003,42.053821560000003,42.053821560000003,42.053818909999997,42.05381714]
["A24025WU0_3250_0001","24025","HARFORD","Upper Western Shore","Western Shore of Chesapeake Bay","Septic",5258.8291019999997,9470.5742190000001,9759.8681639999995,9902.9960940000001,9956.4140630000002,10007.650390000001,10673.29004,7816.4725060000001,6520.8753999999999]
["A24025WU0_3250_0001","24025","HARFORD","Upper Western Shore","Western Shore of Chesapeake Bay","Stormwater",86575.938880000002,95663.7785,93057.167730000001,92635.914780000006,91621.127800000002,91897.656010000006,85688.309080000006,81245.263300000006,73370.660340000002]
["A24025WU0_3250_0001","24025","HARFORD","Upper Western Shore","Western Shore of Chesapeake Bay","Wastewater",0,3200.0009770000001,3200.0009770000001,3200.0009770000001,3200.0009770000001,3200.0009770000001,6.4937791819999999,1283.89346,6.4884478449999996]
["A24025WU0_3251_0000","24025","HARFORD","Upper Western Shore","Western Shore of Chesapeake Bay","Agriculture",341.7363527,192.3439989,176.20709539999999,170.73643960000001,163.30166130000001,155.91185719999999,140.5428684,129.28113909999999,97.997168290000005]
["A24025WU0_3251_0000","24025","HARFORD","Upper Western Shore","Western Shore of Chesapeake Bay","Forest",1436.731086,828.88385010000002,857.60166930000003,828.2793484,852.60013960000003,858.06994440000005,844.59039499999994,859.46333770000001,860.70444999999995]
["A24025WU0_3251_0000","24025","HARFORD","Upper Western Shore","Western Shore of Chesapeake Bay","Non-Tidal Atm",241.22239690000001,132.5023956,132.5023956,132.5023956,132.5023956,132.5023956,132.5023956,132.50239569999999,132.50239579999999]
["A24025WU0_3251_0000","24025","HARFORD","Upper Western Shore","Western Shore of Chesapeake Bay","Septic",677.40887450000002,567.93920900000001,557.46942139999999,531.36517330000004,548.87402340000006,545.8320923,931.98602289999997,397.70626019999997,291.19748600000003]
["A24025WU0_3251_0000","24025","HARFORD","Upper Western Shore","Western Shore of Chesapeake Bay","Stormwater",7755.2402119999997,7210.0083709999999,6991.1417330000004,7087.4528810000002,7005.1884229999996,6984.172791,6903.3580089999996,5610.0378989999999,4689.302009]
["A24025WU0_3251_0000","24025","HARFORD","Upper Western Shore","Western Shore of Chesapeake Bay","Wastewater",0,0.60961258399999996,0.60961258399999996,0.60961258399999996,0.60961258399999996,0.60961258399999996,0.60961258399999996,0.60931223400000001,0.60911199999999999]
["A24025WU0_3252_0000","24025","HARFORD","Upper Western Shore","Western Shore of Chesapeake Bay","Agriculture",9160.4703669999999,5156.2261280000002,4723.408437,4576.1038719999997,4369.1609710000002,4180.1150079999998,3768.3917879999999,3465.7916970000001,2627.3805379999999]
["A24025WU0_3252_0000","24025","HARFORD","Upper Western Shore","Western Shore of Chesapeake Bay","Forest",1600.71595,1480.0892409999999,1521.030113,1521.8144649999999,1556.6816710000001,1569.427238,1737.9582680000001,1525.6746720000001,1528.7710440000001]
["A24025WU0_3252_0000","24025","HARFORD","Upper Western Shore","Western Shore of Chesapeake Bay","Non-Tidal Atm",177.95620729999999,97.750556950000004,97.750556950000004,97.750556950000004,97.750556950000004,97.750556950000004,97.750556950000004,97.750554750000006,97.750553289999999]
["A24025WU0_3252_0000","24025","HARFORD","Upper Western Shore","Western Shore of Chesapeake Bay","Septic",323.24249270000001,368.10400390000001,361.70620730000002,358.7167053,356.32540890000001,353.35418700000002,535.56268309999996,258.10857870000001,189.04349300000001]
["A24025WU0_3252_0000","24025","HARFORD","Upper Western Shore","Western Shore of Chesapeake Bay","Stormwater",4794.0873259999998,4789.3356329999997,4647.5146489999997,4752.2687530000003,4714.3810880000001,4738.8002319999996,4029.277603,3766.957543,3179.919472]
["A24025WU0_3252_0000","24025","HARFORD","Upper Western Shore","Western Shore of Chesapeake Bay","Wastewater",474071,369559.5159,319456.0159,397743.42210000003,390698.2034,360382.79710000003,347214.0159,273969.65179999999,243645.40909999999]
["A24025WU0_3253_0000","24025","HARFORD","Upper Western Shore","Western Shore of Chesapeake Bay","Agriculture",105663.8698,59464.97928,54503.423009999999,52781.979740000002,50351.349649999996,48217.671829999999,43398.129090000002,39964.765740000003,30272.327560000002]
["A24025WU0_3253_0000","24025","HARFORD","Upper Western Shore","Western Shore of Chesapeake Bay","Forest",40104.91358,32828.304810000001,33054.693359999997,32927.886960000003,33145.245490000001,33249.115230000003,33058.129760000003,33153.401749999997,33219.207349999997]
["A24025WU0_3253_0000","24025","HARFORD","Upper Western Shore","Western Shore of Chesapeake Bay","Non-Tidal Atm",810.67150879999997,445.29830930000003,445.29830930000003,445.29830930000003,445.29830930000003,445.29830930000003,445.29830930000003,445.29831159999998,445.2983132]
["A24025WU0_3253_0000","24025","HARFORD","Upper Western Shore","Western Shore of Chesapeake Bay","Septic",11110.780269999999,13915.01953,13931.41992,13942.54004,13974.969730000001,14000.759770000001,17076.740229999999,9982.2092620000003,7349.4021560000001]
["A24025WU0_3253_0000","24025","HARFORD","Upper Western Shore","Western Shore of Chesapeake Bay","Stormwater",98303.046990000003,94506.258300000001,91367.879929999996,93295.531170000002,94235.227589999995,94128.351120000007,92218.693899999998,74847.536789999998,63833.974699999999]
["A24025WU0_3253_0000","24025","HARFORD","Upper Western Shore","Western Shore of Chesapeake Bay","Wastewater",4.8762001990000003,303.30358890000002,360.1463013,363.197113,363.197113,363.197113,60.281951900000003,179.8507568,59.65372713]
["A24025WU0_3254_0000","24025","HARFORD","Upper Western Shore","Western Shore of Chesapeake Bay","Agriculture",203.98018930000001,114.8058061,105.2034531,101.85020369999999,97.175951389999994,93.081645800000004,83.914260589999998,77.133258280000007,58.419795049999998]
["A24025WU0_3254_0000","24025","HARFORD","Upper Western Shore","Western Shore of Chesapeake Bay","Forest",3929.8336789999998,2274.5255739999998,2226.6337509999998,2221.9908369999998,2283.3240820000001,2250.8898239999999,1950.3973470000001,2233.2703069999998,2237.6946779999998]
["A24025WU0_3254_0000","24025","HARFORD","Upper Western Shore","Western Shore of Chesapeake Bay","Non-Tidal Atm",35.598350519999997,19.554019929999999,19.554019929999999,19.554019929999999,19.554019929999999,19.554019929999999,19.554019929999999,19.554019969999999,19.55401999]
["A24025WU0_3254_0000","24025","HARFORD","Upper Western Shore","Western Shore of Chesapeake Bay","Septic",2429.7060550000001,4191.4912109999996,4122.1967770000001,4089.9360350000002,3933.2150879999999,3905.6489259999998,4912.0771480000003,2942.1146180000001,2155.3931790000001]
["A24025WU0_3254_0000","24025","HARFORD","Upper Western Shore","Western Shore of Chesapeake Bay","Stormwater",10486.0185,10942.360290000001,10865.102150000001,10791.387129999999,10433.080760000001,10692.94232,11914.394780000001,8680.2135230000004,7223.6211039999998]
["A24025WU0_3254_0000","24025","HARFORD","Upper Western Shore","Western Shore of Chesapeake Bay","Wastewater",0,1519.764038,1519.764038,1519.764038,1519.764038,1519.764038,669.63549799999998,908.47634419999997,500.95121510000001]
["A24025WU0_3540_0000","24025","HARFORD","Upper Western Shore","Western Shore of Chesapeake Bay","Agriculture",2788.2821239999998,1569.486157,1478.230321,1422.30052,1361.7146909999999,1304.5309999999999,1177.041119,1139.817947,914.20969739999998]
["A24025WU0_3540_0000","24025","HARFORD","Upper Western Shore","Western Shore of Chesapeake Bay","Forest",3664.6421209999999,2723.3263320000001,2792.2152099999998,2823.0137260000001,2847.6660080000001,2878.1386040000002,2593.452217,2801.3445139999999,2807.4307180000001]
["A24025WU0_3540_0000","24025","HARFORD","Upper Western Shore","Western Shore of Chesapeake Bay","Non-Tidal Atm",371.72000120000001,204.18420409999999,204.18420409999999,204.18420409999999,204.18420409999999,204.18420409999999,204.18420409999999,204.18420599999999,204.1842072]
["A24025WU0_3540_0000","24025","HARFORD","Upper Western Shore","Western Shore of Chesapeake Bay","Septic",2057.8569339999999,1915.762939,1887.8089600000001,1868.334961,1852.1290280000001,1839.384033,2361.6960450000001,1346.9546760000001,986.38515289999998]
["A24025WU0_3540_0000","24025","HARFORD","Upper Western Shore","Western Shore of Chesapeake Bay","Stormwater",18565.721600000001,15356.987069999999,14898.323759999999,14544.765439999999,14563.99747,14516.534669999999,15341.513059999999,11681.029259999999,9536.1662620000006]
["A24025WU0_3540_0000","24025","HARFORD","Upper Western Shore","Western Shore of Chesapeake Bay","Wastewater",0,263.4179077,264.0458069,264.0458069,264.0458069,264.0458069,180.09790039999999,223.63079809999999,196.6874589]
["A24025WU1_3240_3331","24025","HARFORD","Upper Western Shore","Western Shore of Chesapeake Bay","Agriculture",86081.741030000005,48444.742859999998,44402.746189999998,43000.158929999998,41068.109369999998,39281.815900000001,35355.393629999999,38170.006179999997,34014.84618]
["A24025WU1_3240_3331","24025","HARFORD","Upper Western Shore","Western Shore of Chesapeake Bay","Forest",15991.74402,13092.62976,13408.258330000001,13446.63867,13697.644410000001,13834.536990000001,15371.57697,13526.10051,13604.661969999999]
["A24025WU1_3240_3331","24025","HARFORD","Upper Western Shore","Western Shore of Chesapeake Bay","Non-Tidal Atm",148.66270449999999,81.659767149999993,81.659767149999993,81.659767149999993,81.659767149999993,81.659767149999993,81.659767149999993,81.659770949999995,81.659773479999998]
["A24025WU1_3240_3331","24025","HARFORD","Upper Western Shore","Western Shore of Chesapeake Bay","Septic",13230.37988,17845.960940000001,18269.410159999999,18471.839840000001,18677.320309999999,18883.949219999999,19184.480469999999,14960.890450000001,12755.210650000001]
["A24025WU1_3240_3331","24025","HARFORD","Upper Western Shore","Western Shore of Chesapeake Bay","Stormwater",45855.54249,51593.268799999998,50358.638429999999,50617.735289999997,50693.637790000001,50735.982179999999,44360.423589999999,45079.005449999997,41559.25013]
["A24025WU1_3240_3331","24025","HARFORD","Upper Western Shore","Western Shore of Chesapeake Bay","Wastewater",256.67959589999998,716.93280030000005,716.93280030000005,716.93280030000005,716.93280030000005,716.93280030000005,260.97671509999998,399.29460660000001,187.53581080000001]
["A24025WU1_3330_0001","24025","HARFORD","Upper Western Shore","Western Shore of Chesapeake Bay","Agriculture",8116.5469789999997,4568.5727459999998,4155.820643,4033.3739839999998,3844.1293019999998,3680.5653149999998,3317.1978770000001,3221.1601099999998,2598.0530880000001]
["A24025WU1_3330_0001","24025","HARFORD","Upper Western Shore","Western Shore of Chesapeake Bay","Forest",9090.2492060000004,5650.9289550000003,5659.2227780000003,5589.3627319999996,5685.9798579999997,5662.3769380000003,5744.8984369999998,5686.8542399999997,5705.2752149999997]
["A24025WU1_3330_0001","24025","HARFORD","Upper Western Shore","Western Shore of Chesapeake Bay","Non-Tidal Atm",1123.9959719999999,617.40649410000003,617.40649410000003,617.40649410000003,617.40649410000003,617.40649410000003,617.40649410000003,617.40648339999996,617.40647630000001]
["A24025WU1_3330_0001","24025","HARFORD","Upper Western Shore","Western Shore of Chesapeake Bay","Septic",6110.5541990000002,8135.5639650000003,8259.3701170000004,8315.7392579999996,8343.1474610000005,8365.9912110000005,10809.25,6250.8614209999996,4911.8556230000004]
["A24025WU1_3330_0001","24025","HARFORD","Upper Western Shore","Western Shore of Chesapeake Bay","Stormwater",31080.83899,30946.863249999999,29865.694650000001,30138.876960000001,29814.592560000001,30022.15192,28338.526679999999,25244.403699999999,22163.54307]
["A24025WU1_3330_0001","24025","HARFORD","Upper Western Shore","Western Shore of Chesapeake Bay","Wastewater",0,1708.2540280000001,1708.2540280000001,1708.2540280000001,1708.2540280000001,1708.2540280000001,11.19647026,690.01397510000004,11.187273169999999]
["A24025WU1_3331_3330","24025","HARFORD","Upper Western Shore","Western Shore of Chesapeake Bay","Agriculture",17283.382420000002,9726.6919720000005,8915.0916930000003,8633.4986549999994,8260.4927939999998,7886.9506300000003,7098.6311539999997,7117.459836,5919.0385990000004]
["A24025WU1_3331_3330","24025","HARFORD","Upper Western Shore","Western Shore of Chesapeake Bay","Forest",10233.29334,5919.1071929999998,5930.4729010000001,5800.9767609999999,5951.3592989999997,5911.7775579999998,6843.5163730000004,5961.9438559999999,5982.9244930000004]
["A24025WU1_3331_3330","24025","HARFORD","Upper Western Shore","Western Shore of Chesapeake Bay","Non-Tidal Atm",263.64099119999997,144.81689449999999,144.81689449999999,144.81689449999999,144.81689449999999,144.81689449999999,144.81689449999999,144.81689460000001,144.81689470000001]
["A24025WU1_3331_3330","24025","HARFORD","Upper Western Shore","Western Shore of Chesapeake Bay","Septic",6278.2612300000001,8751.5439449999994,8876.3066409999992,8925.5722659999992,8950.0839840000008,8977.3496090000008,9787.1474610000005,6828.5623589999996,5463.399504]
["A24025WU1_3331_3330","24025","HARFORD","Upper Western Shore","Western Shore of Chesapeake Bay","Stormwater",42991.069329999998,44954.807370000002,43444.087890000003,43911.529399999999,43566.410409999997,43808.970209999999,38015.090700000001,37264.520830000001,33144.809450000001]
["A24025WU1_3331_3330","24025","HARFORD","Upper Western Shore","Western Shore of Chesapeake Bay","Wastewater",0,2524.7209469999998,2524.7209469999998,2524.7209469999998,2524.7209469999998,2524.7209469999998,615.74078369999995,2090.2831550000001,1800.65796]
["A24025WU1_3482_0001","24025","HARFORD","Upper Western Shore","Western Shore of Chesapeake Bay","Agriculture",125195.91220000001,70457.401419999995,64578.721089999999,62538.693630000002,59810.632409999998,57130.971519999999,51420.259530000003,53391.95463,45934.110330000003]
["A24025WU1_3482_0001","24025","HARFORD","Upper Western Shore","Western Shore of Chesapeake Bay","Forest",25617.74915,25323.17987,26101.856810000001,26225.961920000002,26763.53357,27022.119139999999,27097.992920000001,26296.130450000001,26425.646199999999]
["A24025WU1_3482_0001","24025","HARFORD","Upper Western Shore","Western Shore of Chesapeake Bay","Non-Tidal Atm",725.45642090000001,398.49011230000002,398.49011230000002,398.49011230000002,398.49011230000002,398.49011230000002,398.49011230000002,398.49009000000001,398.49007519999998]
["A24025WU1_3482_0001","24025","HARFORD","Upper Western Shore","Western Shore of Chesapeake Bay","Septic",20813.699219999999,21549.939450000002,21686.089840000001,21757.980469999999,21762.970700000002,21762.150389999999,22742.400389999999,17130.299569999999,14093.10606]
["A24025WU1_3482_0001","24025","HARFORD","Upper Western Shore","Western Shore of Chesapeake Bay","Stormwater",57469.27018,53697.904519999996,51835.037230000002,52974.057580000001,52169.765330000002,52091.385759999997,52345.741470000001,45506.321920000002,41287.178379999998]
["A24025WU1_3482_0001","24025","HARFORD","Upper Western Shore","Western Shore of Chesapeake Bay","Wastewater",28931.199219999999,12156.77765,6945.2581170000003,8469.0999140000004,8667.9651489999997,9426.8762810000007,9182.6982879999996,7699.6190349999997,8202.5263140000006]
["A24025WU2_3020_3320","24025","HARFORD","Upper Western Shore","Western Shore of Chesapeake Bay","Agriculture",4211.4491859999998,2370.1455059999998,2172.3371259999999,2103.7283640000001,2006.87141,1921.7787510000001,1729.7519090000001,2041.0038870000001,1953.4483949999999]
["A24025WU2_3020_3320","24025","HARFORD","Upper Western Shore","Western Shore of Chesapeake Bay","Forest",206.72977349999999,366.1408596,385.99560450000001,399.0007086,410.10501859999999,419.01376909999999,420.96493529999998,391.24981830000002,394.75262750000002]
["A24025WU2_3020_3320","24025","HARFORD","Upper Western Shore","Western Shore of Chesapeake Bay","Non-Tidal Atm",23.220710749999999,12.755040169999999,12.755040169999999,12.755040169999999,12.755040169999999,12.755040169999999,12.755040169999999,12.755039160000001,12.75503849]
["A24025WU2_3020_3320","24025","HARFORD","Upper Western Shore","Western Shore of Chesapeake Bay","Septic",0,76.28684998,83.165893550000007,86.653663640000005,87.250076289999996,87.842597960000006,72.21315002,74.479533720000006,68.688627170000004]
["A24025WU2_3020_3320","24025","HARFORD","Upper Western Shore","Western Shore of Chesapeake Bay","Stormwater",68.776172880000004,73.059968119999994,71.128568299999998,68.482398979999999,69.739552270000004,68.643608810000003,71.177879329999996,66.00294298,62.58585944]
["A24025WU2_3020_3320","24025","HARFORD","Upper Western Shore","Western Shore of Chesapeake Bay","Wastewater",0,0,0,0,0,0,0,0]
["A24027WM0_3742_0000","24027","HOWARD","Patapsco/Back","Western Shore of Chesapeake Bay","Agriculture",0,0,0,0,null,null,null,0,0]
["A24027WM0_3742_0000","24027","HOWARD","Patapsco/Back","Western Shore of Chesapeake Bay","Forest",0,0,0,0,null,null,null,0,0]
["A24027WM0_3742_0000","24027","HOWARD","Patapsco/Back","Western Shore of Chesapeake Bay","Non-Tidal Atm",0,0,0,0,null,null,null,0,0]
["A24027WM0_3742_0000","24027","HOWARD","Patapsco/Back","Western Shore of Chesapeake Bay","Septic",0,0,0,0,null,null,null,0,0]
["A24027WM0_3742_0000","24027","HOWARD","Patapsco/Back","Western Shore of Chesapeake Bay","Stormwater",0,0,0,0,null,null,null,0,0]
["A24027WM0_3742_0000","24027","HOWARD","Patapsco/Back","Western Shore of Chesapeake Bay","Wastewater",45849.738279999998,33734.558590000001,20323.240229999999,22419.320309999999,null,null,null,8129.2960919999996]
["A24027WM0_3961_0000","24027","HOWARD","Patapsco/Back","Western Shore of Chesapeake Bay","Agriculture",0,0,0,0,0,0,0,0,0]
["A24027WM0_3961_0000","24027","HOWARD","Patapsco/Back","Western Shore of Chesapeake Bay","Forest",0,0,0,0,0,0,0,0,0]
["A24027WM0_3961_0000","24027","HOWARD","Patapsco/Back","Western Shore of Chesapeake Bay","Non-Tidal Atm",0,0,0,0,0,0,0,0,0]
["A24027WM0_3961_0000","24027","HOWARD","Patapsco/Back","Western Shore of Chesapeake Bay","Septic",0,0,0,0,0,0,0,0,0]
["A24027WM0_3961_0000","24027","HOWARD","Patapsco/Back","Western Shore of Chesapeake Bay","Stormwater",0,0,0,0,0,0,0,0,0]
["A24027WM0_3961_0000","24027","HOWARD","Patapsco/Back","Western Shore of Chesapeake Bay","Wastewater",387881.5,449499,601967.875,660962.1875,608445.375,527354.375,596352.375,334164.01750000002,155628.11249999999]
["A24027WM0_3964_0000","24027","HOWARD","Patapsco/Back","Western Shore of Chesapeake Bay","Agriculture",0,0,0,0,null,null,null,0,0]
["A24027WM0_3964_0000","24027","HOWARD","Patapsco/Back","Western Shore of Chesapeake Bay","Forest",0,0,0,0,null,null,null,0,0]
["A24027WM0_3964_0000","24027","HOWARD","Patapsco/Back","Western Shore of Chesapeake Bay","Non-Tidal Atm",0,0,0,0,null,null,null,0,0]
["A24027WM0_3964_0000","24027","HOWARD","Patapsco/Back","Western Shore of Chesapeake Bay","Septic",0,0,0,0,null,null,null,0,0]
["A24027WM0_3964_0000","24027","HOWARD","Patapsco/Back","Western Shore of Chesapeake Bay","Stormwater",0,0,0,0,null,null,null,0,0]
["A24027WM0_3964_0000","24027","HOWARD","Patapsco/Back","Western Shore of Chesapeake Bay","Wastewater",0,4899.2431640000004,8702.2011719999991,8848.625,null,null,null,3480.8804690000002]
["A24027WM1_3882_3880","24027","HOWARD","Patapsco/Back","Western Shore of Chesapeake Bay","Agriculture",17626.216209999999,7859.7980639999996,6607.3610980000003,6377.6322399999999,5974.434741,5571.6861339999996,5354.3506969999999,6162.0215699999999,5865.1285509999998]
["A24027WM1_3882_3880","24027","HOWARD","Patapsco/Back","Western Shore of Chesapeake Bay","Forest",3905.2319339999999,4459.9381100000001,4564.7583930000001,4519.8670499999998,4576.157287,4615.7751930000004,4578.0809630000003,4541.9335799999999,4526.7170379999998]
["A24027WM1_3882_3880","24027","HOWARD","Patapsco/Back","Western Shore of Chesapeake Bay","Non-Tidal Atm",7.82385397,3.759682894,3.759682894,3.759682894,3.759682894,3.759682894,3.759682894,3.7596827579999998,3.7596826669999999]
["A24027WM1_3882_3880","24027","HOWARD","Patapsco/Back","Western Shore of Chesapeake Bay","Septic",0,1796.026001,1812.4129640000001,1820.135986,1840.3330080000001,1862.593018,2062.6560060000002,1538.2928019999999,1355.546028]
["A24027WM1_3882_3880","24027","HOWARD","Patapsco/Back","Western Shore of Chesapeake Bay","Stormwater",3299.9459000000002,3574.115284,3578.063686,3552.3757439999999,3558.7100139999998,3630.7204849999998,3664.4222370000002,3301.6177379999999,3117.32044]
["A24027WM1_3882_3880","24027","HOWARD","Patapsco/Back","Western Shore of Chesapeake Bay","Wastewater",0,0.68703699100000004,0.68703699100000004,0.68703699100000004,0.68703699100000004,0.68703699100000004,0.68703699100000004,0.68669847500000003,0.68647279699999997]
["A24027WM3_3880_4060","24027","HOWARD","Patapsco/Back","Western Shore of Chesapeake Bay","Agriculture",7863.0695269999997,3506.293651,2947.5653699999998,2847.3559909999999,2663.1506119999999,2490.098258,2392.6281680000002,2587.779943,2347.9229919999998]
["A24027WM3_3880_4060","24027","HOWARD","Patapsco/Back","Western Shore of Chesapeake Bay","Forest",5506.9880979999998,3911.5239110000002,3838.902298,3748.787186,3726.2625889999999,3716.4182129999999,3661.6466070000001,3807.4252259999998,3786.4405109999998]
["A24027WM3_3880_4060","24027","HOWARD","Patapsco/Back","Western Shore of Chesapeake Bay","Non-Tidal Atm",74.975692749999993,36.028881069999997,36.028881069999997,36.028881069999997,36.028881069999997,36.028881069999997,36.028881069999997,36.028885279999997,36.028888080000002]
["A24027WM3_3880_4060","24027","HOWARD","Patapsco/Back","Western Shore of Chesapeake Bay","Septic",610.88372800000002,2006.390991,2138.2380370000001,2205.5119629999999,2241.2160640000002,2278.2290039999998,3297.626953,1733.18813,1463.1548580000001]
["A24027WM3_3880_4060","24027","HOWARD","Patapsco/Back","Western Shore of Chesapeake Bay","Stormwater",6768.2521820000002,9398.5013589999999,9513.3784950000008,9307.9511430000002,9405.4563319999997,9574.0635380000003,9581.8099060000004,8236.0620569999992,7384.5177649999996]
["A24027WM3_3880_4060","24027","HOWARD","Patapsco/Back","Western Shore of Chesapeake Bay","Wastewater",0,0,0,0,0,0,0,0]
["A24027WM3_4060_0001","24027","HOWARD","Patapsco/Back","Western Shore of Chesapeake Bay","Agriculture",7215.322596,3216.0844259999999,2668.9639659999998,2375.3102640000002,2212.5187540000002,2062.4744190000001,1951.891398,2240.1748080000002,1954.3153689999999]
["A24027WM3_4060_0001","24027","HOWARD","Patapsco/Back","Western Shore of Chesapeake Bay","Forest",19592.589609999999,10542.773380000001,10454.93189,10347.03391,10372.825650000001,10368.907719999999,8942.5619810000007,10353.26168,10285.48155]
["A24027WM3_4060_0001","24027","HOWARD","Patapsco/Back","Western Shore of Chesapeake Bay","Non-Tidal Atm",244.22219849999999,117.3587036,117.3587036,117.3587036,117.3587036,117.3587036,117.3587036,117.3587316,117.3587503]
["A24027WM3_4060_0001","24027","HOWARD","Patapsco/Back","Western Shore of Chesapeake Bay","Septic",8311.1015630000002,16737.960940000001,16721.179690000001,16718.990229999999,16652.970700000002,16585.259770000001,21550.699219999999,12812.510259999999,10206.73064]
["A24027WM3_4060_0001","24027","HOWARD","Patapsco/Back","Western Shore of Chesapeake Bay","Stormwater",49427.672850000003,55531.626830000001,54727.890870000003,51161.093869999997,50747.310980000002,51031.958409999999,55097.804329999999,45712.837670000001,39702.802210000002]
["A24027WM3_4060_0001","24027","HOWARD","Patapsco/Back","Western Shore of Chesapeake Bay","Wastewater",0,4642.0478519999997,4643.2358400000003,4643.2358400000003,4643.2358400000003,4643.2358400000003,2834.366943,2756.9787099999999,1499.473956]
["A24027XU0_4090_4270","24027","HOWARD","Patuxent","Patuxent River Basin","Agriculture",36076.092510000002,16075.070900000001,13570.641540000001,13124.00402,12301.790059999999,11474.966210000001,11029.4462,13081.54184,12755.47537]
["A24027XU0_4090_4270","24027","HOWARD","Patuxent","Patuxent River Basin","Forest",27225.285400000001,12963.874330000001,12845.58374,12557.216340000001,12553.052240000001,12444.55575,14183.3938,12797.242829999999,12765.01556]
["A24027XU0_4090_4270","24027","HOWARD","Patuxent","Patuxent River Basin","Non-Tidal Atm",1081.6070560000001,519.75640869999995,519.75640869999995,519.75640869999995,519.75640869999995,519.75640869999995,519.75640869999995,519.75640620000001,519.75640450000003]
["A24027XU0_4090_4270","24027","HOWARD","Patuxent","Patuxent River Basin","Septic",7639.1279299999997,10487.54004,10578.400390000001,10625.349609999999,10638.20996,10649.62012,11709.160159999999,9285.4298550000003,8423.4494979999999]
["A24027XU0_4090_4270","24027","HOWARD","Patuxent","Patuxent River Basin","Stormwater",150763.09080000001,149320.56709999999,147592.47510000001,142976.73360000001,142532.46840000001,143683.51999999999,136140.18979999999,138865.33009999999,133047.2334]
["A24027XU0_4090_4270","24027","HOWARD","Patuxent","Patuxent River Basin","Wastewater",0,12222.690430000001,12222.690430000001,12222.690430000001,12222.690430000001,12222.690430000001,17.322610860000001,5939.1757079999998,1750.1658930000001]
["A24027XU0_4091_4270","24027","HOWARD","Patuxent","Patuxent River Basin","Agriculture",206075.86040000001,91824.587639999998,77519.307690000001,74968.06495,70064.892319999999,65547.696509999994,63002.86752,74725.437869999994,72862.857990000004]
["A24027XU0_4091_4270","24027","HOWARD","Patuxent","Patuxent River Basin","Forest",43556.404540000003,38641.162600000003,39168.362789999999,38619.925289999999,38888.924070000001,39187.666510000003,40846.386720000002,39032.786469999999,38942.402260000003]
["A24027XU0_4091_4270","24027","HOWARD","Patuxent","Patuxent River Basin","Non-Tidal Atm",669.07781980000004,321.51919559999999,321.51919559999999,321.51919559999999,321.51919559999999,321.51919559999999,321.51919559999999,321.51919090000001,321.5191878]
["A24027XU0_4091_4270","24027","HOWARD","Patuxent","Patuxent River Basin","Septic",18118.66992,33447.671880000002,34518.210939999997,35055.539060000003,35552.710939999997,36045.511720000002,37709.859380000002,30479.644260000001,27787.266479999998]
["A24027XU0_4091_4270","24027","HOWARD","Patuxent","Patuxent River Basin","Stormwater",76109.700200000007,103183.25290000001,104008.80839999999,103155.2096,103733.9278,105483.55959999999,98395.65552,98605.70306,95003.632870000001]
["A24027XU0_4091_4270","24027","HOWARD","Patuxent","Patuxent River Basin","Wastewater",1266.9919669999999,3464.8969729999999,3794.5109859999998,3823.4929200000001,3823.4929200000001,3823.4929200000001,163.4028931,2336.8418270000002,1365.0623869999999]
["A24027XU0_4130_4070","24027","HOWARD","Patuxent","Patuxent River Basin","Agriculture",31.895813799999999,14.212360690000001,11.998178899999999,11.60328122,10.84351395,10.14527242,9.7514311950000003,11.565760940000001,11.277482300000001]
["A24027XU0_4130_4070","24027","HOWARD","Patuxent","Patuxent River Basin","Forest",6.0026761000000004,7.2554922700000004,7.4585304560000001,7.4070935249999996,7.5044655200000001,7.6031704250000001,7.5161994999999999,7.4345919839999999,7.4186330030000001]
["A24027XU0_4130_4070","24027","HOWARD","Patuxent","Patuxent River Basin","Non-Tidal Atm",8.8133150000000004E-3,4.2351589999999996E-3,4.2351589999999996E-3,4.2351589999999996E-3,4.2351589999999996E-3,4.2351589999999996E-3,4.2351589999999996E-3,4.2351589999999996E-3,4.2351589999999996E-3]
["A24027XU0_4130_4070","24027","HOWARD","Patuxent","Patuxent River Basin","Septic",0,1.6737439629999999,1.731358051,1.758545995,1.7854939700000001,1.8133770229999999,2.306464911,1.5299229860000001,1.395632942]
["A24027XU0_4130_4070","24027","HOWARD","Patuxent","Patuxent River Basin","Stormwater",2.860220671,3.781007357,3.857276895,3.840973907,3.8670676350000002,3.9037606130000002,4.0691386009999997,3.6642976329999999,3.5356447910000002]
["A24027XU0_4130_4070","24027","HOWARD","Patuxent","Patuxent River Basin","Wastewater",0,0,0,0,0,0,0,0]
["A24027XU2_4070_4330","24027","HOWARD","Patuxent","Patuxent River Basin","Agriculture",445.21384920000003,198.38117170000001,167.4752617,161.91637170000001,151.52928650000001,141.5183973,136.0304175,161.43954640000001,157.4157361]
["A24027XU2_4070_4330","24027","HOWARD","Patuxent","Patuxent River Basin","Forest",60.17340755,73.603668690000006,75.962008479999994,75.564783809999994,76.626943589999996,77.659629109999997,73.255581140000004,75.720758570000001,75.559925289999995]
["A24027XU2_4070_4330","24027","HOWARD","Patuxent","Patuxent River Basin","Non-Tidal Atm",12.72999001,6.1172800059999997,6.1172800059999997,6.1172800059999997,6.1172800059999997,6.1172800059999997,6.1172800059999997,6.1172802329999998,6.1172803849999999]
["A24027XU2_4070_4330","24027","HOWARD","Patuxent","Patuxent River Basin","Septic",0,51.898868559999997,54.068199159999999,55.153160100000001,56.044731140000003,56.918170930000002,70.701347350000006,47.859809540000001,43.720883129999997]
["A24027XU2_4070_4330","24027","HOWARD","Patuxent","Patuxent River Basin","Stormwater",76.707004789999999,103.00533609999999,104.57117270000001,103.5302935,104.9720631,106.4791513,117.56019070000001,98.96550234,95.228388749999993]
["A24027XU2_4070_4330","24027","HOWARD","Patuxent","Patuxent River Basin","Wastewater",0,5.9158258440000004,18.567750929999999,5.9535598749999998,5.9535598749999998,5.9535598749999998,3.039302111,9.3515438199999998,3.2074057470000001]
["A24027XU2_4270_4650","24027","HOWARD","Patuxent","Patuxent River Basin","Agriculture",19580.525440000001,8724.8144049999992,7270.8679869999996,7053.5724010000004,6584.6408799999999,6158.3095519999997,5920.9712520000003,7027.8914850000001,6865.9071510000003]
["A24027XU2_4270_4650","24027","HOWARD","Patuxent","Patuxent River Basin","Forest",14951.67981,7814.4423829999996,7378.5184639999998,7173.1552730000003,7022.7581790000004,6891.1578369999997,7542.2981870000003,7349.543619,7330.2270550000003]
["A24027XU2_4270_4650","24027","HOWARD","Patuxent","Patuxent River Basin","Non-Tidal Atm",83.443412780000003,40.097988129999997,40.097988129999997,40.097988129999997,40.097988129999997,40.097988129999997,40.097988129999997,40.097990729999999,40.097992470000001]
["A24027XU2_4270_4650","24027","HOWARD","Patuxent","Patuxent River Basin","Septic",5908.701172,10962.62012,11034.79004,11066.690430000001,11123.389649999999,11177.799800000001,14674.75,9680.5595869999997,8777.7392849999997]
["A24027XU2_4270_4650","24027","HOWARD","Patuxent","Patuxent River Basin","Stormwater",86911.467229999995,84668.185549999995,83675.652279999995,81651.405029999994,81396.902799999996,82860.154540000003,77830.703850000005,79159.551300000006,76148.817309999999]
["A24027XU2_4270_4650","24027","HOWARD","Patuxent","Patuxent River Basin","Wastewater",421187.26309999998,217862.9186,227592.61850000001,222544.45300000001,246882.75270000001,145568.5624,117838.7289,240242.1612,248675.18969999999]
["A24027XU2_4330_4480","24027","HOWARD","Patuxent","Patuxent River Basin","Agriculture",973.75639709999996,433.89482099999998,366.29852169999998,354.24181609999999,331.40476649999999,309.73128059999999,297.7001219,353.0967713,344.2956044]
["A24027XU2_4330_4480","24027","HOWARD","Patuxent","Patuxent River Basin","Forest",445.00334930000002,367.11833380000002,366.50700369999998,358.60310459999999,359.11955829999999,359.1098528,366.24117469999999,365.15522909999999,364.25404600000002]
["A24027XU2_4330_4480","24027","HOWARD","Patuxent","Patuxent River Basin","Non-Tidal Atm",97.536331180000005,46.870189670000002,46.870189670000002,46.870189670000002,46.870189670000002,46.870189670000002,46.870189670000002,46.870190129999997,46.870190430000001]
["A24027XU2_4330_4480","24027","HOWARD","Patuxent","Patuxent River Basin","Septic",150.26890560000001,299.5411072,309.47760010000002,314.06091309999999,319.28851320000001,324.48480219999999,351.4719849,273.34467860000001,249.2560642]
["A24027XU2_4330_4480","24027","HOWARD","Patuxent","Patuxent River Basin","Stormwater",498.621666,647.46889109999995,654.57199290000005,652.43197729999997,654.72177499999998,669.6953297,638.2628479,622.46220410000001,601.05567819999999]
["A24027XU2_4330_4480","24027","HOWARD","Patuxent","Patuxent River Basin","Wastewater",53.568260189999997,209.6802979,125.5888977,117.4831009,0,0,0,50.235559080000002]
["A24027XU2_4480_4650","24027","HOWARD","Patuxent","Patuxent River Basin","Agriculture",63.875425839999998,28.423711919999999,24.025802339999998,23.19832529,21.772156500000001,20.319577930000001,19.50370637,23.140594530000001,22.55045599]
["A24027XU2_4480_4650","24027","HOWARD","Patuxent","Patuxent River Basin","Forest",998.15178679999997,364.2258587,338.25435440000001,333.86543369999998,320.62202079999997,312.25977330000001,440.09185980000001,337.08835679999999,336.31102499999997]
["A24027XU2_4480_4650","24027","HOWARD","Patuxent","Patuxent River Basin","Non-Tidal Atm",0,0,0,0,0,0,0,0,0]
["A24027XU2_4480_4650","24027","HOWARD","Patuxent","Patuxent River Basin","Septic",797.07458499999996,1080.6750489999999,1074.8280030000001,1072.229004,1069.6290280000001,1064.9530030000001,1165.1209719999999,939.74794670000006,849.69457580000005]
["A24027XU2_4480_4650","24027","HOWARD","Patuxent","Patuxent River Basin","Stormwater",5307.9700769999999,5469.7072980000003,5468.3358760000001,5284.2328600000001,5308.7585680000002,5364.2441559999997,4943.8445320000001,5109.6939499999999,4870.5993330000001]
["A24027XU2_4480_4650","24027","HOWARD","Patuxent","Patuxent River Basin","Wastewater",0,0,0,0,0,0,0,0]
["A24029EU0_3360_0000","24029","KENT","Upper Eastern Shore","Eastern Shore of Chesapeake Bay","Agriculture",100487.87089999999,93638.11937,86888.627770000006,85167.778520000007,81374.008249999999,79497.038679999998,72382.69584,63395.482739999999,47733.386050000001]
["A24029EU0_3360_0000","24029","KENT","Upper Eastern Shore","Eastern Shore of Chesapeake Bay","Forest",4062.8556520000002,3601.672744,3693.8098150000001,3800.8088379999999,3858.5240319999998,3908.6436159999998,3794.2896580000001,3710.2572340000002,3721.2221800000002]
["A24029EU0_3360_0000","24029","KENT","Upper Eastern Shore","Eastern Shore of Chesapeake Bay","Non-Tidal Atm",1085.0629879999999,604.35998540000003,604.35998540000003,604.35998540000003,604.35998540000003,604.35998540000003,604.35998540000003,604.35998470000004,604.35998419999999]
["A24029EU0_3360_0000","24029","KENT","Upper Eastern Shore","Eastern Shore of Chesapeake Bay","Septic",1647.6469729999999,1847.0439449999999,1860.219971,1870.834961,1860.616943,1845.88501,1944.963013,1337.996582,989.84765630000004]
["A24029EU0_3360_0000","24029","KENT","Upper Eastern Shore","Eastern Shore of Chesapeake Bay","Stormwater",4809.008323,5151.9565210000001,5072.445162,4969.4713359999996,4987.7883609999999,5006.6551129999998,5341.0815499999999,3924.9912509999999,3160.0219769999999]
["A24029EU0_3360_0000","24029","KENT","Upper Eastern Shore","Eastern Shore of Chesapeake Bay","Wastewater",1532.4420170000001,8245.3457030000009,8369.1494139999995,9201.5839840000008,7009.671875,6436.5717770000001,7538.1852959999997,4270.5890639999998,1538.2154969999999]
["A24029EU0_3361_0000","24029","KENT","Upper Eastern Shore","Eastern Shore of Chesapeake Bay","Agriculture",30722.3171,28628.58856,26564.403040000001,26038.087189999998,24823.040120000001,24304.215700000001,22129.854579999999,19381.79405,14593.388059999999]
["A24029EU0_3361_0000","24029","KENT","Upper Eastern Shore","Eastern Shore of Chesapeake Bay","Forest",2043.350891,1837.3289870000001,1861.6136630000001,1906.645272,1927.52523,1944.992722,1928.5180969999999,1869.6836679999999,1875.0636710000001]
["A24029EU0_3361_0000","24029","KENT","Upper Eastern Shore","Eastern Shore of Chesapeake Bay","Non-Tidal Atm",192.4553986,107.1940994,107.1940994,107.1940994,107.1940994,107.1940994,107.1940994,107.19409899999999,107.1940987]
["A24029EU0_3361_0000","24029","KENT","Upper Eastern Shore","Eastern Shore of Chesapeake Bay","Septic",0,419.96099850000002,385.89559939999998,370.7981873,363.25039670000001,356.06649779999998,360.37139889999997,272.11983400000003,196.2693237]
["A24029EU0_3361_0000","24029","KENT","Upper Eastern Shore","Eastern Shore of Chesapeake Bay","Stormwater",944.31121819999998,756.29594420000001,736.20736690000001,723.69367969999996,717.71528620000004,720.16835019999996,735.83555609999996,583.97290299999997,482.48326029999998]
["A24029EU0_3361_0000","24029","KENT","Upper Eastern Shore","Eastern Shore of Chesapeake Bay","Wastewater",0,0,0,0,0,0,0,0]
["A24029EU0_3362_0000","24029","KENT","Upper Eastern Shore","Eastern Shore of Chesapeake Bay","Agriculture",106999.3172,99704.585189999998,92517.85007,90685.49639,86647.069369999997,84648.966,77073.404790000001,67502.715549999994,50825.959210000001]
["A24029EU0_3362_0000","24029","KENT","Upper Eastern Shore","Eastern Shore of Chesapeake Bay","Forest",5738.7223510000003,4720.5484470000001,4805.4434199999996,4915.3736879999997,4977.8217770000001,5017.3491210000002,5157.2998500000003,4825.9931550000001,4839.692978]
["A24029EU0_3362_0000","24029","KENT","Upper Eastern Shore","Eastern Shore of Chesapeake Bay","Non-Tidal Atm",1621.4639890000001,903.1251221,903.1251221,903.1251221,903.1251221,903.1251221,903.1251221,903.12512340000001,903.12512419999996]
["A24029EU0_3362_0000","24029","KENT","Upper Eastern Shore","Eastern Shore of Chesapeake Bay","Septic",5462.6318359999996,6446.3442379999997,6486.9169920000004,6528.9331050000001,6538.2958980000003,6550.7470700000003,7197.2622069999998,4669.8766990000004,3458.5165040000002]
["A24029EU0_3362_0000","24029","KENT","Upper Eastern Shore","Eastern Shore of Chesapeake Bay","Stormwater",9578.8514709999999,10266.31907,10122.31726,10017.10902,9979.8592659999995,10053.17095,9293.5413279999993,7929.4028550000003,6467.4599200000002]
["A24029EU0_3362_0000","24029","KENT","Upper Eastern Shore","Eastern Shore of Chesapeake Bay","Wastewater",0,6.0900301929999996,1627.660034,1628.676025,1628.676025,1628.676025,7.717426777,1349.237599,1163.622642]
["A24029EU0_3363_0000","24029","KENT","Upper Eastern Shore","Eastern Shore of Chesapeake Bay","Agriculture",91553.429090000005,85312.21372,79162.996920000005,77594.206059999997,73886.432339999999,72429.006720000005,65946.675610000006,57758.614049999996,43489.025479999997]
["A24029EU0_3363_0000","24029","KENT","Upper Eastern Shore","Eastern Shore of Chesapeake Bay","Forest",6687.3333739999998,5558.6007849999996,5617.4595639999998,5734.2536929999997,5781.1878360000001,5819.837372,5701.5356140000004,5641.2279209999997,5657.0734920000004]
["A24029EU0_3363_0000","24029","KENT","Upper Eastern Shore","Eastern Shore of Chesapeake Bay","Non-Tidal Atm",2415.8100589999999,1345.5610349999999,1345.5610349999999,1345.5610349999999,1345.5610349999999,1345.5610349999999,1345.5610349999999,1345.561062,1345.5610799999999]
["A24029EU0_3363_0000","24029","KENT","Upper Eastern Shore","Eastern Shore of Chesapeake Bay","Septic",0,6335.3032229999999,6431.3500979999999,6498.5688479999999,6518.9912109999996,6547.6557620000003,3676.2871089999999,4640.3696680000003,3446.3827150000002]
["A24029EU0_3363_0000","24029","KENT","Upper Eastern Shore","Eastern Shore of Chesapeake Bay","Stormwater",5588.474209,6417.0052610000002,6333.0331889999998,6271.2213629999997,6269.9731929999998,6346.4684479999996,6697.7697250000001,4915.3778949999996,3970.2743650000002]
["A24029EU0_3363_0000","24029","KENT","Upper Eastern Shore","Eastern Shore of Chesapeake Bay","Wastewater",1865.415039,2080.5308839999998,2969.156982,2406.463013,3280.280029,2536.003052,1541.9329829999999,1922.10448,1224.0694779999999]
["A24029EU0_3570_0000","24029","KENT","Upper Eastern Shore","Eastern Shore of Chesapeake Bay","Agriculture",135089.82139999999,125880.83130000001,116807.91409999999,114493.91439999999,108893.8431,106871.28599999999,97307.049199999994,85224.840509999995,64169.45811]
["A24029EU0_3570_0000","24029","KENT","Upper Eastern Shore","Eastern Shore of Chesapeake Bay","Forest",9333.0753179999992,7544.7425229999999,7612.0944209999998,7771.693268,7826.6399229999997,7873.3977359999999,7811.4830320000001,7644.2764850000003,7665.7311950000003]
["A24029EU0_3570_0000","24029","KENT","Upper Eastern Shore","Eastern Shore of Chesapeake Bay","Non-Tidal Atm",2591.8789059999999,1443.628052,1443.628052,1443.628052,1443.628052,1443.628052,1443.628052,1443.6280280000001,1443.6280119999999]
["A24029EU0_3570_0000","24029","KENT","Upper Eastern Shore","Eastern Shore of Chesapeake Bay","Septic",4020.8720699999999,5323.751953,5489.3129879999997,5578.5141599999997,5597.0751950000003,5622.7568359999996,6221.3720700000003,3972.3026359999999,2960.9624020000001]
["A24029EU0_3570_0000","24029","KENT","Upper Eastern Shore","Eastern Shore of Chesapeake Bay","Stormwater",8422.4902160000001,10510.4238,10484.324629999999,10355.332560000001,10385.403920000001,10570.800859999999,10621.850990000001,8131.5987189999996,6563.1147799999999]
["A24029EU0_3570_0000","24029","KENT","Upper Eastern Shore","Eastern Shore of Chesapeake Bay","Wastewater",0,4864.7089839999999,4864.7089839999999,4864.7089839999999,4864.7089839999999,4864.7089839999999,0,1945.8835939999999]
["A24029EU0_3571_0000","24029","KENT","Upper Eastern Shore","Eastern Shore of Chesapeake Bay","Agriculture",74831.039199999999,69730.385890000005,67297.42684,65928.487299999993,62583.237560000001,61417.193659999997,55924.86896,51434.646330000003,40859.459329999998]
["A24029EU0_3571_0000","24029","KENT","Upper Eastern Shore","Eastern Shore of Chesapeake Bay","Forest",5282.7822880000003,4077.0727080000001,4103.0191340000001,4177.7447510000002,4201.1910250000001,4220.186326,4491.5205839999999,4120.0225719999999,4131.3581969999996]
["A24029EU0_3571_0000","24029","KENT","Upper Eastern Shore","Eastern Shore of Chesapeake Bay","Non-Tidal Atm",1916.269043,1067.3260499999999,1067.3260499999999,1067.3260499999999,1067.3260499999999,1067.3260499999999,1067.3260499999999,1067.326039,1067.3260310000001]
["A24029EU0_3571_0000","24029","KENT","Upper Eastern Shore","Eastern Shore of Chesapeake Bay","Septic",0,3535.6621089999999,3675.23999,3768.4729000000002,3802.7690429999998,3835.8479000000002,3592.2438959999999,2666.216504,1993.5341800000001]
["A24029EU0_3571_0000","24029","KENT","Upper Eastern Shore","Eastern Shore of Chesapeake Bay","Stormwater",4648.4806669999998,6686.9476240000004,6692.0208510000002,6677.92994,6697.9270820000002,6831.6632540000001,5592.8323630000004,5211.752555,4224.9070250000004]
["A24029EU0_3571_0000","24029","KENT","Upper Eastern Shore","Eastern Shore of Chesapeake Bay","Wastewater",0,1638.9470209999999,1647.149048,1647.149048,1647.149048,1647.149048,26.79247093,674.92190259999995,26.770472399999999]
["A24029EU0_3572_0000","24029","KENT","Upper Eastern Shore","Eastern Shore of Chesapeake Bay","Agriculture",38790.689129999999,36146.601929999997,33541.258970000003,32877.170429999998,31268.64849,30688.642879999999,27942.2048,24472.288410000001,18426.30804]
["A24029EU0_3572_0000","24029","KENT","Upper Eastern Shore","Eastern Shore of Chesapeake Bay","Forest",1733.672836,1464.9893030000001,1489.733929,1526.031311,1541.9969329999999,1557.9855419999999,1386.327812,1496.172163,1500.464318]
["A24029EU0_3572_0000","24029","KENT","Upper Eastern Shore","Eastern Shore of Chesapeake Bay","Non-Tidal Atm",790.25842290000003,440.15921020000002,440.15921020000002,440.15921020000002,440.15921020000002,440.15921020000002,440.15921020000002,440.15921090000001,440.1592114]
["A24029EU0_3572_0000","24029","KENT","Upper Eastern Shore","Eastern Shore of Chesapeake Bay","Septic",147.6524963,229.546402,240.57400509999999,247.27870179999999,251.26210019999999,255.14739990000001,326.23880000000003,174.71620110000001,130.81099850000001]
["A24029EU0_3572_0000","24029","KENT","Upper Eastern Shore","Eastern Shore of Chesapeake Bay","Stormwater",1287.662002,1774.950515,1788.759204,1784.1839890000001,1799.318765,1833.790139,2492.5534769999999,1392.645057,1128.5689589999999]
["A24029EU0_3572_0000","24029","KENT","Upper Eastern Shore","Eastern Shore of Chesapeake Bay","Wastewater",0,0,0,0,0,0,0,0]
["A24029EU0_3573_0000","24029","KENT","Upper Eastern Shore","Eastern Shore of Chesapeake Bay","Agriculture",90813.569709999996,84622.478700000007,78523.915980000005,76968.490969999999,73202.493669999996,71843.359630000006,65414.40223,57292.349190000001,43137.971339999996]
["A24029EU0_3573_0000","24029","KENT","Upper Eastern Shore","Eastern Shore of Chesapeake Bay","Forest",5415.1085210000001,4517.0302879999999,4573.7832950000002,4679.0302730000003,4725.8110200000001,4761.547638,4788.546875,4593.3956850000004,4606.4706130000004]
["A24029EU0_3573_0000","24029","KENT","Upper Eastern Shore","Eastern Shore of Chesapeake Bay","Non-Tidal Atm",1490.4289550000001,830.14117429999999,830.14117429999999,830.14117429999999,830.14117429999999,830.14117429999999,830.14117429999999,830.14117180000005,830.14117020000003]
["A24029EU0_3573_0000","24029","KENT","Upper Eastern Shore","Eastern Shore of Chesapeake Bay","Septic",1522.4479980000001,2026.0720209999999,2069.3820799999999,2090.6359859999998,2100.5668949999999,2117.9479980000001,2435.0900879999999,1493.8698440000001,1110.1950200000001]
["A24029EU0_3573_0000","24029","KENT","Upper Eastern Shore","Eastern Shore of Chesapeake Bay","Stormwater",4386.297622,5373.2606249999999,5353.047904,5294.4370959999997,5269.9520190000003,5377.6638320000002,5114.1401370000003,4161.0540389999996,3366.391462]
["A24029EU0_3573_0000","24029","KENT","Upper Eastern Shore","Eastern Shore of Chesapeake Bay","Wastewater",3127.3129880000001,28.957112429999999,28.264863129999998,247.61005779999999,297.94452669999998,229.6498776,47.199002380000003,331.89328069999999,534.3122257]
["A24029EU0_3700_0000","24029","KENT","Upper Eastern Shore","Eastern Shore of Chesapeake Bay","Agriculture",27241.932830000002,25383.63607,23553.522720000001,23087.81178,21985.71038,21550.93967,19621.659950000001,17185.26801,12939.764870000001]
["A24029EU0_3700_0000","24029","KENT","Upper Eastern Shore","Eastern Shore of Chesapeake Bay","Forest",2657.2294769999999,1895.3260499999999,1924.131241,1956.8580400000001,1971.265472,1975.3765639999999,2002.68676,1931.9881089999999,1937.2260209999999]
["A24029EU0_3700_0000","24029","KENT","Upper Eastern Shore","Eastern Shore of Chesapeake Bay","Non-Tidal Atm",569.15472409999995,317.00851440000002,317.00851440000002,317.00851440000002,317.00851440000002,317.00851440000002,317.00851440000002,317.00851369999998,317.0085133]
["A24029EU0_3700_0000","24029","KENT","Upper Eastern Shore","Eastern Shore of Chesapeake Bay","Septic",952.73699950000002,1101.040039,1076.9589840000001,1072.509033,1064.9229740000001,1048.411987,1075.6639399999999,771.29894509999997,567.52558590000001]
["A24029EU0_3700_0000","24029","KENT","Upper Eastern Shore","Eastern Shore of Chesapeake Bay","Stormwater",8881.6120690000007,9170.3779450000002,8952.0881179999997,8802.9019869999993,8731.8539099999998,8818.9503420000001,8645.1408429999992,6959.7822429999997,5631.5783259999998]
["A24029EU0_3700_0000","24029","KENT","Upper Eastern Shore","Eastern Shore of Chesapeake Bay","Wastewater",0,256.03729249999998,256.03729249999998,256.03729249999998,256.03729249999998,256.03729249999998,1.213127971,103.1421967,1.21213288]
["A24029EU0_3720_0000","24029","KENT","Upper Eastern Shore","Eastern Shore of Chesapeake Bay","Agriculture",146328.60070000001,136353.90220000001,126527.30469999999,124019.8297,118232.86040000001,115762.87360000001,105402.796,92315.862150000001,69508.233800000002]
["A24029EU0_3720_0000","24029","KENT","Upper Eastern Shore","Eastern Shore of Chesapeake Bay","Forest",3859.0905149999999,3915.0974729999998,4066.5928960000001,4211.1597140000003,4306.4988400000002,4389.2668460000004,4250.5202490000001,4085.4830149999998,4098.0764280000003]
["A24029EU0_3720_0000","24029","KENT","Upper Eastern Shore","Eastern Shore of Chesapeake Bay","Non-Tidal Atm",1130.115967,629.45361330000003,629.45361330000003,629.45361330000003,629.45361330000003,629.45361330000003,629.45361330000003,629.45361620000006,629.45361820000005]
["A24029EU0_3720_0000","24029","KENT","Upper Eastern Shore","Eastern Shore of Chesapeake Bay","Septic",0,533.4083862,524.90850829999999,521.62158199999999,518.31988530000001,515.21209720000002,853.45220949999998,375.57071289999999,276.01218260000002]
["A24029EU0_3720_0000","24029","KENT","Upper Eastern Shore","Eastern Shore of Chesapeake Bay","Stormwater",3091.9874279999999,2738.1881709999998,2662.3450929999999,2602.751831,2575.8512569999998,2587.8574829999998,2920.0896160000002,2071.7577230000002,1678.032809]
["A24029EU0_3720_0000","24029","KENT","Upper Eastern Shore","Eastern Shore of Chesapeake Bay","Wastewater",0,0,0,0,0,0,0,0]
["A24029EU0_3724_0000","24029","KENT","Upper Eastern Shore","Eastern Shore of Chesapeake Bay","Agriculture",295098.67700000003,274980.85950000002,255162.25570000001,250108.16149999999,237918.6911,233456.7469,212564.05970000001,186170.8658,140176.60579999999]
["A24029EU0_3724_0000","24029","KENT","Upper Eastern Shore","Eastern Shore of Chesapeake Bay","Forest",6074.5556640000004,6223.2850040000003,6536.6946719999996,6800.5885920000001,6983.2586060000003,7140.962982,6934.9418939999996,6567.8732410000002,6588.6589530000001]
["A24029EU0_3724_0000","24029","KENT","Upper Eastern Shore","Eastern Shore of Chesapeake Bay","Non-Tidal Atm",3648.2939449999999,2032.0310059999999,2032.0310059999999,2032.0310059999999,2032.0310059999999,2032.0310059999999,2032.0310059999999,2032.031007,2032.031007]
["A24029EU0_3724_0000","24029","KENT","Upper Eastern Shore","Eastern Shore of Chesapeake Bay","Septic",2072.3989259999998,2210.8149410000001,2185.4609380000002,2181.735107,2173.1750489999999,2134.6899410000001,2736.6508789999998,1566.8469050000001,1154.437549]
["A24029EU0_3724_0000","24029","KENT","Upper Eastern Shore","Eastern Shore of Chesapeake Bay","Stormwater",9158.3996650000008,9172.5759429999998,8995.3675760000006,8785.0566030000009,8700.7756730000001,8811.2258000000002,9161.1510849999995,6973.2154959999998,5625.1141090000001]
["A24029EU0_3724_0000","24029","KENT","Upper Eastern Shore","Eastern Shore of Chesapeake Bay","Wastewater",33312.246829999996,36585.887699999999,31375.255499999999,32465.73475,32066.147710000001,31603.925790000001,10397.507540000001,21662.442080000001,15187.23314]
["A24029EU0_3725_0000","24029","KENT","Upper Eastern Shore","Eastern Shore of Chesapeake Bay","Agriculture",40506.529629999997,37745.201760000004,35025.331619999997,34329.580900000001,32726.461579999999,32045.155780000001,29176.668570000002,25554.492020000002,19240.59895]
["A24029EU0_3725_0000","24029","KENT","Upper Eastern Shore","Eastern Shore of Chesapeake Bay","Forest",1516.986054,952.92813869999998,965.5424309,974.29333880000001,983.93838119999998,979.68326569999999,873.07397460000004,969.20489480000003,971.64653750000002]
["A24029EU0_3725_0000","24029","KENT","Upper Eastern Shore","Eastern Shore of Chesapeake Bay","Non-Tidal Atm",1035.9410399999999,577,577,577,577,577,577,577.000001,577.00000160000002]
["A24029EU0_3725_0000","24029","KENT","Upper Eastern Shore","Eastern Shore of Chesapeake Bay","Septic",760.96020510000005,968.49481200000002,981.89038089999997,991.8162231,995.21459960000004,1001.867004,800.85491939999997,707.60791019999999,524.75292969999998]
["A24029EU0_3725_0000","24029","KENT","Upper Eastern Shore","Eastern Shore of Chesapeake Bay","Stormwater",7495.480791,8393.7502710000008,8360.3518230000009,8326.5945090000005,8267.5312589999994,8412.0130470000004,8802.8234799999991,6536.0435950000001,5319.8381090000003]
["A24029EU0_3725_0000","24029","KENT","Upper Eastern Shore","Eastern Shore of Chesapeake Bay","Wastewater",0,0,0,0,0,0,0,0]
["A24029EU0_4010_0000","24029","KENT","Upper Eastern Shore","Eastern Shore of Chesapeake Bay","Agriculture",96438.438500000004,89862.894350000002,83385.227880000006,81736.009900000005,77738.564960000003,76293.790710000001,69465.329800000007,60839.94425,45809.755160000001]
["A24029EU0_4010_0000","24029","KENT","Upper Eastern Shore","Eastern Shore of Chesapeake Bay","Forest",1854.245392,1755.9546889999999,1844.219124,1915.5808950000001,1964.952102,2006.57528,1865.612061,1852.8950769999999,1858.679046]
["A24029EU0_4010_0000","24029","KENT","Upper Eastern Shore","Eastern Shore of Chesapeake Bay","Non-Tidal Atm",581.43518070000005,323.84851070000002,323.84851070000002,323.84851070000002,323.84851070000002,323.84851070000002,323.84851070000002,323.84851120000002,323.84851149999997]
["A24029EU0_4010_0000","24029","KENT","Upper Eastern Shore","Eastern Shore of Chesapeake Bay","Septic",0,1721.464966,1796.73999,1841.573975,1855.496948,1864.2960210000001,2123.468018,1303.222808,974.21135249999998]
["A24029EU0_4010_0000","24029","KENT","Upper Eastern Shore","Eastern Shore of Chesapeake Bay","Stormwater",3883.4530770000001,4478.1212960000003,4458.983013,4407.4162269999997,4404.9626989999997,4481.8993549999996,4919.1659010000003,3464.3462530000002,2801.2550799999999]
["A24029EU0_4010_0000","24029","KENT","Upper Eastern Shore","Eastern Shore of Chesapeake Bay","Wastewater",18450.640630000002,24609.5,6188.4321289999998,6090.1547849999997,5660.6181640000004,5816.5981449999999,4273.5571289999998,13439.388849999999,18273.36]
["A24029EU0_4011_0000","24029","KENT","Upper Eastern Shore","Eastern Shore of Chesapeake Bay","Agriculture",62368.293689999999,58116.830759999997,54378.646209999999,53295.986859999997,50666.50793,49724.2209,45275.634409999999,40049.642090000001,30496.972679999999]
["A24029EU0_4011_0000","24029","KENT","Upper Eastern Shore","Eastern Shore of Chesapeake Bay","Forest",3388.988464,3000.9086459999999,3054.6626740000002,3133.371185,3170.7694849999998,3203.9145659999999,3323.6407009999998,3068.0089859999998,3076.9065270000001]
["A24029EU0_4011_0000","24029","KENT","Upper Eastern Shore","Eastern Shore of Chesapeake Bay","Non-Tidal Atm",732.94342040000004,408.2356873,408.2356873,408.2356873,408.2356873,408.2356873,408.2356873,408.23568660000001,408.23568610000001]
["A24029EU0_4011_0000","24029","KENT","Upper Eastern Shore","Eastern Shore of Chesapeake Bay","Septic",0,1578.3160399999999,1606.1770019999999,1614.3070070000001,1599.13501,1585.650024,1357.094971,1158.3071629999999,859.72727050000003]
["A24029EU0_4011_0000","24029","KENT","Upper Eastern Shore","Eastern Shore of Chesapeake Bay","Stormwater",3216.7511,3131.7319849999999,3071.6478320000001,3009.4033180000001,2986.7368350000002,3019.530569,2419.2652589999998,2382.520031,1923.1014970000001]
["A24029EU0_4011_0000","24029","KENT","Upper Eastern Shore","Eastern Shore of Chesapeake Bay","Wastewater",0,0,0,0,0,0,0,0]
["A24029EU0_4012_0000","24029","KENT","Upper Eastern Shore","Eastern Shore of Chesapeake Bay","Agriculture",31901.76828,29727.434969999998,27585.009330000001,27038.347750000001,25746.230049999998,25237.546679999999,22979.19224,20126.47581,15154.120129999999]
["A24029EU0_4012_0000","24029","KENT","Upper Eastern Shore","Eastern Shore of Chesapeake Bay","Forest",1892.1260070000001,1691.953872,1716.568528,1758.544281,1778.42704,1795.5720899999999,1771.4175110000001,1724.015766,1728.9805919999999]
["A24029EU0_4012_0000","24029","KENT","Upper Eastern Shore","Eastern Shore of Chesapeake Bay","Non-Tidal Atm",872.15277100000003,485.77279659999999,485.77279659999999,485.77279659999999,485.77279659999999,485.77279659999999,485.77279659999999,485.77279700000003,485.77279729999998]
["A24029EU0_4012_0000","24029","KENT","Upper Eastern Shore","Eastern Shore of Chesapeake Bay","Septic",136.52479550000001,134.59410099999999,140.9297028,144.79499820000001,145.08529659999999,142.73139950000001,200.11979679999999,102.3302716,76.597317500000003]
["A24029EU0_4012_0000","24029","KENT","Upper Eastern Shore","Eastern Shore of Chesapeake Bay","Stormwater",911.21870420000005,853.91810610000005,842.00670620000005,835.78533240000002,831.659584,841.12232129999995,885.9337845,668.25830080000003,552.42603050000002]
["A24029EU0_4012_0000","24029","KENT","Upper Eastern Shore","Eastern Shore of Chesapeake Bay","Wastewater",0,0,0,0,0,0,0,0]
["A24029EU0_4013_0000","24029","KENT","Upper Eastern Shore","Eastern Shore of Chesapeake Bay","Agriculture",79901.161919999999,74454.346730000005,69663.461850000007,68277.396599999993,65117.53918,63703.566310000002,58003.064680000003,51307.119599999998,39069.558100000002]
["A24029EU0_4013_0000","24029","KENT","Upper Eastern Shore","Eastern Shore of Chesapeake Bay","Forest",5296.3413090000004,4460.6719059999996,4512.0737310000004,4609.937516,4653.0105899999999,4684.1728210000001,4585.3779139999997,4531.2645570000004,4544.0584410000001]
["A24029EU0_4013_0000","24029","KENT","Upper Eastern Shore","Eastern Shore of Chesapeake Bay","Non-Tidal Atm",1744.30603,971.54547119999995,971.54547119999995,971.54547119999995,971.54547119999995,971.54547119999995,971.54547119999995,971.54547200000002,971.54547260000004]
["A24029EU0_4013_0000","24029","KENT","Upper Eastern Shore","Eastern Shore of Chesapeake Bay","Septic",1039.7080080000001,1222.514038,1272.8260499999999,1285.9720460000001,1266.790039,1250.009033,1710.1180420000001,922.22584970000003,688.49238279999997]
["A24029EU0_4013_0000","24029","KENT","Upper Eastern Shore","Eastern Shore of Chesapeake Bay","Stormwater",4110.1494830000001,4713.2857089999998,4659.7260740000002,4629.3934360000003,4636.9395000000004,4699.6936269999997,4984.5059780000001,3631.7448410000002,2946.4240199999999]
["A24029EU0_4013_0000","24029","KENT","Upper Eastern Shore","Eastern Shore of Chesapeake Bay","Wastewater",0,0,3.5936439039999999,4.3282489780000004,4.3282489780000004,4.3282489780000004,4.325285912,2.8983257670000002,2.4347803419999998]
["A24029EU0_4014_0000","24029","KENT","Upper Eastern Shore","Eastern Shore of Chesapeake Bay","Agriculture",52556.941579999999,48974.13409,45824.111980000001,44910.427250000001,42699.082029999998,41902.18924,38152.982060000002,33748.656179999998,25698.352309999998]
["A24029EU0_4014_0000","24029","KENT","Upper Eastern Shore","Eastern Shore of Chesapeake Bay","Forest",5203.9816279999995,4329.1663520000002,4367.1819610000002,4461.5785059999998,4494.1350400000001,4518.1479950000003,4815.4251409999997,4385.7503020000004,4398.1291950000004]
["A24029EU0_4014_0000","24029","KENT","Upper Eastern Shore","Eastern Shore of Chesapeake Bay","Non-Tidal Atm",1461.7810059999999,814.18469240000002,814.18469240000002,814.18469240000002,814.18469240000002,814.18469240000002,814.18469240000002,814.18469459999994,814.18469600000003]
["A24029EU0_4014_0000","24029","KENT","Upper Eastern Shore","Eastern Shore of Chesapeake Bay","Septic",334.0350037,361.77688599999999,366.10000609999997,367.12829590000001,367.19311520000002,367.28671259999999,628.75561519999997,263.92064699999997,195.80107419999999]
["A24029EU0_4014_0000","24029","KENT","Upper Eastern Shore","Eastern Shore of Chesapeake Bay","Stormwater",6727.0770499999999,6468.6985709999999,6343.32179,6174.9910890000001,6118.9088140000003,6197.6465079999998,4875.5500750000001,4899.1155090000002,3936.311322]
["A24029EU0_4014_0000","24029","KENT","Upper Eastern Shore","Eastern Shore of Chesapeake Bay","Wastewater",0,1621.5699460000001,1621.5699460000001,1621.5699460000001,1621.5699460000001,1621.5699460000001,1.213127971,649.35525810000001,1.21213288]
["A24029EU0_4015_0000","24029","KENT","Upper Eastern Shore","Eastern Shore of Chesapeake Bay","Agriculture",26030.971720000001,24257.153020000002,22697.181670000002,22244.30083,21194.14559,20754.102299999999,18896.573789999999,16715.877130000001,12728.34078]
["A24029EU0_4015_0000","24029","KENT","Upper Eastern Shore","Eastern Shore of Chesapeake Bay","Forest",3540.6123360000001,2872.4330220000002,2883.5502849999998,2936.4178470000002,2950.9810950000001,2961.7978819999998,2927.4912869999998,2895.5472719999998,2903.5452639999999]
["A24029EU0_4015_0000","24029","KENT","Upper Eastern Shore","Eastern Shore of Chesapeake Bay","Non-Tidal Atm",1793.4460449999999,998.91571039999997,998.91571039999997,998.91571039999997,998.91571039999997,998.91571039999997,998.91571039999997,998.91571299999998,998.91571469999997]
["A24029EU0_4015_0000","24029","KENT","Upper Eastern Shore","Eastern Shore of Chesapeake Bay","Septic",133.5661011,155.45610049999999,159.0845947,158.74380489999999,159.1710052,159.9458008,245.46159359999999,114.9588171,85.541632079999999]
["A24029EU0_4015_0000","24029","KENT","Upper Eastern Shore","Eastern Shore of Chesapeake Bay","Stormwater",3511.9371259999998,3607.827534,3541.6988569999999,3475.6670570000001,3463.056024,3490.4170669999999,3600.1340340000002,2743.1912699999998,2210.8528780000001]
["A24029EU0_4015_0000","24029","KENT","Upper Eastern Shore","Eastern Shore of Chesapeake Bay","Wastewater",280.90939329999998,8014.3292229999997,3327.0739739999999,4496.5389400000004,3360.8430170000001,3587.2760010000002,1926.7871029999999,4682.1925119999996,5585.6048700000001]
["A24029EU0_4016_0000","24029","KENT","Upper Eastern Shore","Eastern Shore of Chesapeake Bay","Agriculture",9709.0745819999993,9047.789256,8465.3439579999995,8296.6856950000001,7896.3982930000002,7740.8769519999996,7048.548151,6234.5164340000001,4747.2980850000004]
["A24029EU0_4016_0000","24029","KENT","Upper Eastern Shore","Eastern Shore of Chesapeake Bay","Forest",771.79707340000004,668.99666219999995,675.27619179999999,690.19623939999997,696.1668664,701.34211349999998,711.22469709999996,678.16555789999995,680.09180200000003]
["A24029EU0_4016_0000","24029","KENT","Upper Eastern Shore","Eastern Shore of Chesapeake Bay","Non-Tidal Atm",642.85601810000003,358.05868529999998,358.05868529999998,358.05868529999998,358.05868529999998,358.05868529999998,358.05868529999998,358.05868299999997,358.05868149999998]
["A24029EU0_4016_0000","24029","KENT","Upper Eastern Shore","Eastern Shore of Chesapeake Bay","Septic",0,124.21080019999999,125.8277969,127.25730129999999,127.98560329999999,129.41439819999999,99.020980829999999,90.729605090000007,67.330810549999995]
["A24029EU0_4016_0000","24029","KENT","Upper Eastern Shore","Eastern Shore of Chesapeake Bay","Stormwater",216.16143719999999,242.79489000000001,240.06939890000001,236.7340739,236.16529840000001,239.3354233,183.48475099999999,185.91048839999999,149.80454810000001]
["A24029EU0_4016_0000","24029","KENT","Upper Eastern Shore","Eastern Shore of Chesapeake Bay","Wastewater",0,0.60961258399999996,0.60961258399999996,0.60961258399999996,0.60961258399999996,0.60961258399999996,0.60961258399999996,0.60931223400000001,0.60911199999999999]
["A24029EU0_4120_0000","24029","KENT","Upper Eastern Shore","Eastern Shore of Chesapeake Bay","Agriculture",32822.116260000003,30584.250690000001,28618.09806,28045.68448,26664.45422,26168.50647,23826.956750000001,21076.356749999999,16048.529210000001]
["A24029EU0_4120_0000","24029","KENT","Upper Eastern Shore","Eastern Shore of Chesapeake Bay","Forest",1864.021164,1669.2651900000001,1697.118203,1740.9783319999999,1762.016167,1779.994477,1922.0489729999999,1704.5492340000001,1709.503256]
["A24029EU0_4120_0000","24029","KENT","Upper Eastern Shore","Eastern Shore of Chesapeake Bay","Non-Tidal Atm",483.15460209999998,269.10809330000001,269.10809330000001,269.10809330000001,269.10809330000001,269.10809330000001,269.10809330000001,269.10809590000002,269.10809760000001]
["A24029EU0_4120_0000","24029","KENT","Upper Eastern Shore","Eastern Shore of Chesapeake Bay","Septic",0,234.93640139999999,235.27549740000001,212.9891968,221.81750489999999,187.07400509999999,36.372859949999999,169.22614129999999,125.19323730000001]
["A24029EU0_4120_0000","24029","KENT","Upper Eastern Shore","Eastern Shore of Chesapeake Bay","Stormwater",1113.4581439999999,1068.9264129999999,1044.215103,1018.5455930000001,1008.074336,1020.091507,375.887497,807.51951889999998,649.72246270000005]
["A24029EU0_4120_0000","24029","KENT","Upper Eastern Shore","Eastern Shore of Chesapeake Bay","Wastewater",0,0,0,0,0,0,0,9374.2336799999994,15623.7228]
["A24029EU0_4122_0000","24029","KENT","Upper Eastern Shore","Eastern Shore of Chesapeake Bay","Agriculture",61791.637089999997,57578.712200000002,53874.931689999998,52801.397440000001,50310.488570000001,49265.530789999997,44857.234519999998,39678.306470000003,30213.889660000001]
["A24029EU0_4122_0000","24029","KENT","Upper Eastern Shore","Eastern Shore of Chesapeake Bay","Forest",8485.0975959999996,6950.5965569999998,6974.5711970000002,7099.4201659999999,7140.6363840000004,7163.311737,6910.2554630000004,7003.5260870000002,7022.8293460000004]
["A24029EU0_4122_0000","24029","KENT","Upper Eastern Shore","Eastern Shore of Chesapeake Bay","Non-Tidal Atm",4311.6240230000003,2401.4938959999999,2401.4938959999999,2401.4938959999999,2401.4938959999999,2401.4938959999999,2401.4938959999999,2401.4938980000002,2401.4938990000001]
["A24029EU0_4122_0000","24029","KENT","Upper Eastern Shore","Eastern Shore of Chesapeake Bay","Septic",1541.9270019999999,1708.7769780000001,1743.400024,1766.5570070000001,1724.8289789999999,1663.098999,1878.4300539999999,1258.1152340000001,934.59204099999999]
["A24029EU0_4122_0000","24029","KENT","Upper Eastern Shore","Eastern Shore of Chesapeake Bay","Stormwater",5954.6766909999997,6282.0826550000002,6149.7046149999996,6074.6875030000001,6020.6009519999998,6101.7865229999998,7061.1035190000002,4784.6338830000004,3874.5867280000002]
["A24029EU0_4122_0000","24029","KENT","Upper Eastern Shore","Eastern Shore of Chesapeake Bay","Wastewater",4163.9648440000001,6962.9809569999998,3423.4729000000002,4006.6779790000001,8292.15625,5659.3339839999999,6039.7509769999997,1369.3891599999999]
["A24029EU0_4123_0000","24029","KENT","Upper Eastern Shore","Eastern Shore of Chesapeake Bay","Agriculture",33.758693940000001,32.251725350000001,28.73086194,28.189859899999998,27.495269279999999,26.763347110000002,24.391621629999999,21.14025784,16.0798551]
["A24029EU0_4123_0000","24029","KENT","Upper Eastern Shore","Eastern Shore of Chesapeake Bay","Forest",20.466267940000002,16.868902089999999,16.779791889999998,17.042192279999998,17.07010519,17.095851419999999,17.087016519999999,16.84777274,16.8930933]
["A24029EU0_4123_0000","24029","KENT","Upper Eastern Shore","Eastern Shore of Chesapeake Bay","Non-Tidal Atm",667.41687009999998,371.73870849999997,371.73870849999997,371.73870849999997,371.73870849999997,371.73870849999997,371.73870849999997,371.73870849999997,371.73870849999997]
["A24029EU0_4123_0000","24029","KENT","Upper Eastern Shore","Eastern Shore of Chesapeake Bay","Septic",0,0,0,0,0,0,0,0,0]
["A24029EU0_4123_0000","24029","KENT","Upper Eastern Shore","Eastern Shore of Chesapeake Bay","Stormwater",0,0,0,0,0,0,0,0,0]
["A24029EU0_4123_0000","24029","KENT","Upper Eastern Shore","Eastern Shore of Chesapeake Bay","Wastewater",0,0,0,0,0,0,0,0]
["A24029EU0_4125_0000","24029","KENT","Upper Eastern Shore","Eastern Shore of Chesapeake Bay","Agriculture",14332.00059,13354.69795,12495.51498,12245.357889999999,11668.541440000001,11426.20858,10403.914349999999,9202.5013780000008,7007.1589780000004]
["A24029EU0_4125_0000","24029","KENT","Upper Eastern Shore","Eastern Shore of Chesapeake Bay","Forest",689.73899459999996,512.97894099999996,534.61113739999996,547.98514560000001,556.11130720000006,560.98869319999994,516.82828529999995,536.90166880000004,538.42868969999995]
["A24029EU0_4125_0000","24029","KENT","Upper Eastern Shore","Eastern Shore of Chesapeake Bay","Non-Tidal Atm",1097.362061,611.21020510000005,611.21020510000005,611.21020510000005,611.21020510000005,611.21020510000005,611.21020510000005,611.21020390000001,611.21020309999994]
["A24029EU0_4125_0000","24029","KENT","Upper Eastern Shore","Eastern Shore of Chesapeake Bay","Septic",620.40179439999997,773.91638179999995,785.2188721,791.63500980000003,791.68731690000004,791.81970209999997,723.81890869999995,565.38451910000003,418.82828369999999]
["A24029EU0_4125_0000","24029","KENT","Upper Eastern Shore","Eastern Shore of Chesapeake Bay","Stormwater",4254.4632149999998,4098.7908180000004,3993.6386339999999,3910.1806059999999,3879.4366,3908.4664440000001,4081.641858,3093.4326099999998,2493.2952610000002]
["A24029EU0_4125_0000","24029","KENT","Upper Eastern Shore","Eastern Shore of Chesapeake Bay","Wastewater",0,8124.9179690000001,0,0,0,0,0,0]
["A24029EU2_3520_0001","24029","KENT","Upper Eastern Shore","Eastern Shore of Chesapeake Bay","Agriculture",166306.43960000001,154969.35750000001,143800.38709999999,140952.91459999999,134057.6643,131567.90239999999,119793.40549999999,111874.24860000001,90590.156189999994]
["A24029EU2_3520_0001","24029","KENT","Upper Eastern Shore","Eastern Shore of Chesapeake Bay","Forest",16227.180420000001,13748.14904,13829.147639999999,14107.06452,14198.352790000001,14285.17834,14360.158509999999,13923.580690000001,13986.53606]
["A24029EU2_3520_0001","24029","KENT","Upper Eastern Shore","Eastern Shore of Chesapeake Bay","Non-Tidal Atm",1243.900024,692.82922359999998,692.82922359999998,692.82922359999998,692.82922359999998,692.82922359999998,692.82922359999998,692.82918870000003,692.82916539999997]
["A24029EU2_3520_0001","24029","KENT","Upper Eastern Shore","Eastern Shore of Chesapeake Bay","Septic",1207.8020019999999,1426.2070309999999,1487.873047,1525.110962,1538.373047,1548.7729489999999,1911.8480219999999,1133.5467470000001,897.32921290000002]
["A24029EU2_3520_0001","24029","KENT","Upper Eastern Shore","Eastern Shore of Chesapeake Bay","Stormwater",6183.0748290000001,6803.6737830000002,6722.62212,6693.2290169999997,6705.0014650000003,6769.6061799999998,6168.3659930000003,5507.6837439999999,4697.724827]
["A24029EU2_3520_0001","24029","KENT","Upper Eastern Shore","Eastern Shore of Chesapeake Bay","Wastewater",1943.100952,2444.9399410000001,2905.7229000000002,2699.0439449999999,3237.9360350000002,1170.990967,2010.4770510000001,1162.28916]
["A24031PL0_4510_0001","24031","MONTGOMERY","Middle Potomac","Potomac River Basin","Agriculture",30855.01079,18314.77954,17330.509679999999,16765.975020000002,16101.795690000001,15529.689420000001,14538.48638,16073.25699,15235.088519999999]
["A24031PL0_4510_0001","24031","MONTGOMERY","Middle Potomac","Potomac River Basin","Forest",23936.934570000001,12476.42542,12773.692569999999,11682.83496,11455.859560000001,11335.00513,11073.911899999999,12708.08374,12664.344520000001]
["A24031PL0_4510_0001","24031","MONTGOMERY","Middle Potomac","Potomac River Basin","Non-Tidal Atm",63.858158109999998,31.373319630000001,31.373319630000001,31.373319630000001,31.373319630000001,31.373319630000001,31.373319630000001,31.373317360000001,31.37331584]
["A24031PL0_4510_0001","24031","MONTGOMERY","Middle Potomac","Potomac River Basin","Septic",2522.1960450000001,4557.4658200000003,4808.9267579999996,4936.2788090000004,5181.7568359999996,5425.7138670000004,4940.4677730000003,4272.6367190000001,3915.1100259999998]
["A24031PL0_4510_0001","24031","MONTGOMERY","Middle Potomac","Potomac River Basin","Stormwater",180870.89180000001,147909.4602,144229.24960000001,149303.0558,150077.2861,149335.66209999999,147095.70749999999,139840.77900000001,136915.13190000001]
["A24031PL0_4510_0001","24031","MONTGOMERY","Middle Potomac","Potomac River Basin","Wastewater",0,535.83062740000003,535.83062740000003,535.83062740000003,539.87285850000001,539.87285850000001,53.298880099999998,243.86196849999999,49.216195910000003]
["A24031PL0_5390_0000","24031","MONTGOMERY","Lower Potomac","Potomac River Basin","Agriculture",0,0,0,0,0,0,0,0,0]
["A24031PL0_5390_0000","24031","MONTGOMERY","Lower Potomac","Potomac River Basin","Forest",0,0,0,0,0,0,0,0,0]
["A24031PL0_5390_0000","24031","MONTGOMERY","Lower Potomac","Potomac River Basin","Non-Tidal Atm",0,0,0,0,0,0,0,0,0]
["A24031PL0_5390_0000","24031","MONTGOMERY","Lower Potomac","Potomac River Basin","Septic",0,0,0,0,0,0,0,0,0]
["A24031PL0_5390_0000","24031","MONTGOMERY","Lower Potomac","Potomac River Basin","Stormwater",0,0,0,0,0,0,0,0,0]
["A24031PL0_5390_0000","24031","MONTGOMERY","Lower Potomac","Potomac River Basin","Wastewater",17312.470700000002,9975.2402340000008,4025.9040530000002,13112.160159999999,5312.5571289999998,6155.4702150000003,6040.2260740000002,16229.04962,24364.48]
["A24031PL1_4460_4780","24031","MONTGOMERY","Middle Potomac","Potomac River Basin","Agriculture",26135.230670000001,15514.39532,14680.55652,14202.23136,13618.79428,13155.027179999999,12315.89443,13615.18397,12904.935600000001]
["A24031PL1_4460_4780","24031","MONTGOMERY","Middle Potomac","Potomac River Basin","Forest",16834.490730000001,8239.808411,8460.4136350000008,7635.2132570000003,7528.3816530000004,7408.8357550000001,7018.0132139999996,8412.2307280000005,8380.1087900000002]
["A24031PL1_4460_4780","24031","MONTGOMERY","Middle Potomac","Potomac River Basin","Non-Tidal Atm",823.81451419999996,404.7376099,404.7376099,404.7376099,404.7376099,404.7376099,404.7376099,404.73761949999999,404.73762590000001]
["A24031PL1_4460_4780","24031","MONTGOMERY","Middle Potomac","Potomac River Basin","Septic",2564.8310550000001,5939.3627930000002,6518.080078,6810.4301759999998,7297.2231449999999,7783.2138670000004,6682.3271480000003,5848.3926609999999,5401.9343829999998]
["A24031PL1_4460_4780","24031","MONTGOMERY","Middle Potomac","Potomac River Basin","Stormwater",139481.9197,114558.432,111902.6302,116035.7727,115847.21580000001,115849.8174,114326.6182,108632.53449999999,106452.47070000001]
["A24031PL1_4460_4780","24031","MONTGOMERY","Middle Potomac","Potomac River Basin","Wastewater",989.59988410000005,8957.2802730000003,12347.190430000001,12497.309569999999,12497.309569999999,12497.309569999999,61.80553055,6884.3787670000002,3242.504324]
["A24031PL1_4540_0001","24031","MONTGOMERY","Middle Potomac","Potomac River Basin","Agriculture",10872.864600000001,6454.4105330000002,6107.5880040000002,5908.5798770000001,5665.7509879999998,5472.66302,5123.6139800000001,5105.0400220000001,4436.6746999999996]
["A24031PL1_4540_0001","24031","MONTGOMERY","Middle Potomac","Potomac River Basin","Forest",16303.1582,6847.8578189999998,6932.7590330000003,6335.0549929999997,6194.9385679999996,6092.6643670000003,6233.4452209999999,6859.4783909999996,6810.6246300000003]
["A24031PL1_4540_0001","24031","MONTGOMERY","Middle Potomac","Potomac River Basin","Non-Tidal Atm",100.33679960000001,49.295188899999999,49.295188899999999,49.295188899999999,49.295188899999999,49.295188899999999,49.295188899999999,49.295188850000002,49.29518882]
["A24031PL1_4540_0001","24031","MONTGOMERY","Middle Potomac","Potomac River Basin","Septic",3892.5410160000001,5914.6030270000001,6145.5732420000004,6249.2958980000003,6329.4331050000001,6407.2119140000004,6021.1782229999999,4906.4791699999996,4080.416455]
["A24031PL1_4540_0001","24031","MONTGOMERY","Middle Potomac","Potomac River Basin","Stormwater",109100.59390000001,96976.844809999995,94219.092879999997,96629.369990000007,96712.748560000007,96587.016969999997,92025.25013,83279.535449999996,75986.497170000002]
["A24031PL1_4540_0001","24031","MONTGOMERY","Middle Potomac","Potomac River Basin","Wastewater",0,5.5265531540000001,5.5265531540000001,5.5265531540000001,5.5265531540000001,5.5265531540000001,5.5265531540000001,5.5238296719999997,5.5220140170000001]
["A24031PL1_4780_0001","24031","MONTGOMERY","Middle Potomac","Potomac River Basin","Agriculture",0,0,0,0,0,0,0,0,0]
["A24031PL1_4780_0001","24031","MONTGOMERY","Middle Potomac","Potomac River Basin","Forest",67.870359429999993,15.16341555,19.6538161,17.005398759999999,17.873044190000002,18.67184919,18.12133584,19.393902010000001,19.22062596]
["A24031PL1_4780_0001","24031","MONTGOMERY","Middle Potomac","Potomac River Basin","Non-Tidal Atm",0,0,0,0,0,0,0,0,0]
["A24031PL1_4780_0001","24031","MONTGOMERY","Middle Potomac","Potomac River Basin","Septic",452.57550049999998,452.57550049999998,449.51519780000001,447.13668819999998,447.13769530000002,447.20489500000002,0,358.82403890000001,298.36326630000002]
["A24031PL1_4780_0001","24031","MONTGOMERY","Middle Potomac","Potomac River Basin","Stormwater",2381.2499079999998,1832.80072,1793.962158,1776.6339190000001,1767.034813,1756.29763,1719.7371270000001,1560.520244,1404.892302]
["A24031PL1_4780_0001","24031","MONTGOMERY","Middle Potomac","Potomac River Basin","Wastewater",0,0,0,0,0,0,0,0]
["A24031PL7_4960_0000","24031","MONTGOMERY","Middle Potomac","Potomac River Basin","Agriculture",0,0,0,0,0,0,0,0,0]
["A24031PL7_4960_0000","24031","MONTGOMERY","Middle Potomac","Potomac River Basin","Forest",0,0,0,0,0,0,0,0,0]
["A24031PL7_4960_0000","24031","MONTGOMERY","Middle Potomac","Potomac River Basin","Non-Tidal Atm",0,0,0,0,0,0,0,0,0]
["A24031PL7_4960_0000","24031","MONTGOMERY","Middle Potomac","Potomac River Basin","Septic",0,0,0,0,0,0,0,0,0]
["A24031PL7_4960_0000","24031","MONTGOMERY","Middle Potomac","Potomac River Basin","Stormwater",0,0,0,0,0,0,0,0,0]
["A24031PL7_4960_0000","24031","MONTGOMERY","Middle Potomac","Potomac River Basin","Wastewater",3693509,1194465,1225433,1168050,878025.125,773062.5,748751.3125,1171540.04,1135611.3999999999]
["A24031PM0_4640_4820","24031","MONTGOMERY","Middle Potomac","Potomac River Basin","Agriculture",224.73967730000001,133.35577330000001,126.2760816,122.2895139,117.51373270000001,113.09662059999999,105.98510570000001,117.1564218,111.0766486]
["A24031PM0_4640_4820","24031","MONTGOMERY","Middle Potomac","Potomac River Basin","Forest",15452.297119999999,6912.6964420000004,6983.1073610000003,6230.5015560000002,6061.3245239999997,5922.5513300000002,6079.3401190000004,6940.468828,6912.0431390000003]
["A24031PM0_4640_4820","24031","MONTGOMERY","Middle Potomac","Potomac River Basin","Non-Tidal Atm",82.009712219999997,40.291141510000003,40.291141510000003,40.291141510000003,40.291141510000003,40.291141510000003,40.291141510000003,40.291138340000003,40.291136219999999]
["A24031PM0_4640_4820","24031","MONTGOMERY","Middle Potomac","Potomac River Basin","Septic",0,0,0,0,0,0,0,0,0]
["A24031PM0_4640_4820","24031","MONTGOMERY","Middle Potomac","Potomac River Basin","Stormwater",126714.85490000001,103990.75689999999,101588.639,105039.94530000001,105404.22960000001,104985.80620000001,102954.9863,98426.144790000006,96317.815289999999]
["A24031PM0_4640_4820","24031","MONTGOMERY","Middle Potomac","Potomac River Basin","Wastewater",0,2961.1779790000001,2961.1779790000001,2961.1779790000001,2961.1779790000001,2961.1779790000001,11.25415039,1191.2181370000001,11.24490896]
["A24031PM1_4250_4500","24031","MONTGOMERY","Middle Potomac","Potomac River Basin","Agriculture",366372.72810000001,217471.26670000001,205781.90919999999,198897.84640000001,190858.56890000001,184222.90289999999,172477.54500000001,190852.96580000001,180900.33689999999]
["A24031PM1_4250_4500","24031","MONTGOMERY","Middle Potomac","Potomac River Basin","Forest",95573.258790000007,61932.16504,62038.183109999998,59650.787109999997,59328.108160000003,59230.166510000003,57258.125489999999,61848.113870000001,61721.40105]
["A24031PM1_4250_4500","24031","MONTGOMERY","Middle Potomac","Potomac River Basin","Non-Tidal Atm",5127.1850590000004,2518.969971,2518.969971,2518.969971,2518.969971,2518.969971,2518.969971,2518.9699390000001,2518.9699169999999]
["A24031PM1_4250_4500","24031","MONTGOMERY","Middle Potomac","Potomac River Basin","Septic",27653.939450000002,61950.011720000002,66103.726559999996,68222.882809999996,71021.203129999994,73822.03125,70683.367190000004,58902.210099999997,54101.199119999997]
["A24031PM1_4250_4500","24031","MONTGOMERY","Middle Potomac","Potomac River Basin","Stormwater",283284.51079999999,288170.25189999997,280229.29200000002,291662.32610000001,294116.15860000002,294532.53509999998,287253.72460000002,273617.63010000001,269209.8554]
["A24031PM1_4250_4500","24031","MONTGOMERY","Middle Potomac","Potomac River Basin","Wastewater",129283.10159999999,114870.10890000001,111470.1743,113144.1103,109335.0088,116456.41499999999,144400.11290000001,139564.9387,158294.78169999999]
["A24031PM1_4500_4580","24031","MONTGOMERY","Middle Potomac","Potomac River Basin","Agriculture",324085.97070000001,193835.8075,184605.49290000001,178606.41329999999,171645.5374,165906.10060000001,155263.4883,164633.89240000001,151319.4921]
["A24031PM1_4500_4580","24031","MONTGOMERY","Middle Potomac","Potomac River Basin","Forest",31913.744139999999,38550.817139999999,39767.05762,39557.108030000003,40066.401740000001,40544.15625,39882.326910000003,39561.844010000001,39425.034930000002]
["A24031PM1_4500_4580","24031","MONTGOMERY","Middle Potomac","Potomac River Basin","Non-Tidal Atm",107.892601,53.007320399999998,53.007320399999998,53.007320399999998,53.007320399999998,53.007320399999998,53.007320399999998,53.007321820000001,53.007322760000001]
["A24031PM1_4500_4580","24031","MONTGOMERY","Middle Potomac","Potomac River Basin","Septic",2855.929932,4072.0690920000002,4125.6528319999998,4139.6601559999999,4215.0498049999997,4292.7099609999996,4962.1020509999998,3421.1077839999998,2951.4110850000002]
["A24031PM1_4500_4580","24031","MONTGOMERY","Middle Potomac","Potomac River Basin","Stormwater",33794.167730000001,30538.039919999999,29994.293150000001,30061.828730000001,30903.30645,31472.255860000001,31433.572749999999,27071.446319999999,25122.88177]
["A24031PM1_4500_4580","24031","MONTGOMERY","Middle Potomac","Potomac River Basin","Wastewater",21148.91992,11522.88861,6622.0985719999999,8700.6259150000005,5382.2299190000003,6033.5116580000004,5160.5005110000002,6863.908195,7025.1146099999996]
["A24031PM4_4040_4410","24031","MONTGOMERY","Upper Potomac","Potomac River Basin","Agriculture",262626.36099999998,156241.26379999999,147604.33170000001,142726.1545,136956.59669999999,132214.6752,123741.6681,132616.22260000001,122624.1499]
["A24031PM4_4040_4410","24031","MONTGOMERY","Upper Potomac","Potomac River Basin","Forest",42290.25,41657.62745,42417.941400000003,41876.512210000001,42177.969729999997,42541.496339999998,42347.682739999997,42253.340349999999,42143.606310000003]
["A24031PM4_4040_4410","24031","MONTGOMERY","Upper Potomac","Potomac River Basin","Non-Tidal Atm",88.317771910000005,43.390251159999998,43.390251159999998,43.390251159999998,43.390251159999998,43.390251159999998,43.390251159999998,43.390253440000002,43.39025496]
["A24031PM4_4040_4410","24031","MONTGOMERY","Upper Potomac","Potomac River Basin","Septic",5558.4360349999997,8804.0869139999995,9524.1494139999995,9891.3964840000008,10149.16992,10403.429690000001,10227.179690000001,8238.357962,7381.1636609999996]
["A24031PM4_4040_4410","24031","MONTGOMERY","Upper Potomac","Potomac River Basin","Stormwater",28539.957030000001,33595.511469999998,33015.648439999997,34022.169439999998,34984.897700000001,35164.257319999997,32997.824220000002,31083.299500000001,29795.066869999999]
["A24031PM4_4040_4410","24031","MONTGOMERY","Upper Potomac","Potomac River Basin","Wastewater",125.84799959999999,160.3791962,159.20970149999999,147.4096069,125.3404999,162.61270139999999,154.3072052,168.81195,175.213449]
["A24031PM7_4410_4620","24031","MONTGOMERY","Middle Potomac","Potomac River Basin","Agriculture",546425.39370000002,326816.81030000001,311253.84169999999,301139.76209999999,289297.1372,279726.12219999998,261781.9853,275285.78570000001,251307.0816]
["A24031PM7_4410_4620","24031","MONTGOMERY","Middle Potomac","Potomac River Basin","Forest",52002.231440000003,64779.66358,66854.582030000005,66469.643549999993,67576.793699999995,68516.919680000006,67301.873040000006,66471.015249999997,66215.304069999998]
["A24031PM7_4410_4620","24031","MONTGOMERY","Middle Potomac","Potomac River Basin","Non-Tidal Atm",17784.009770000001,8737.2285159999992,8737.2285159999992,8737.2285159999992,8737.2285159999992,8737.2285159999992,8737.2285159999992,8737.2280100000007,8737.2276729999994]
["A24031PM7_4410_4620","24031","MONTGOMERY","Middle Potomac","Potomac River Basin","Septic",2380.7690429999998,3541.7939449999999,3592.4221189999998,3607.5458979999999,3676.969971,3739.616943,4946.5878910000001,2950.3285609999998,2522.2661889999999]
["A24031PM7_4410_4620","24031","MONTGOMERY","Middle Potomac","Potomac River Basin","Stormwater",22321.086179999998,21457.88062,21179.58136,22368.229739999999,21992.820919999998,22613.487059999999,23922.898679999998,19633.588,18602.925759999998]
["A24031PM7_4410_4620","24031","MONTGOMERY","Middle Potomac","Potomac River Basin","Wastewater",249.79260249999999,64889.059569999998,44895.54883,14771.849609999999,14771.849609999999,14771.849609999999,9717.0048829999996,20781.141390000001,4704.869764]
["A24031PM7_4580_4820","24031","MONTGOMERY","Middle Potomac","Potomac River Basin","Agriculture",52826.477630000001,31356.536,29671.0507,28704.148929999999,27525.109820000001,26587.717970000002,24891.25333,24945.74149,21795.535360000002]
["A24031PM7_4580_4820","24031","MONTGOMERY","Middle Potomac","Potomac River Basin","Forest",114161.2822,54816.488039999997,53045.855230000001,50631.762690000003,49468.177009999999,48905.306640000003,47714.640379999997,52579.979370000001,52269.395470000003]
["A24031PM7_4580_4820","24031","MONTGOMERY","Middle Potomac","Potomac River Basin","Non-Tidal Atm",20458.380860000001,10051.139649999999,10051.139649999999,10051.139649999999,10051.139649999999,10051.139649999999,10051.139649999999,10051.1414,10051.14257]
["A24031PM7_4580_4820","24031","MONTGOMERY","Middle Potomac","Potomac River Basin","Septic",15990.200199999999,34411.070310000003,36522.421880000002,37587.371090000001,38295.839840000001,39000.140630000002,36258.660159999999,29479.98126,24785.020840000001]
["A24031PM7_4580_4820","24031","MONTGOMERY","Middle Potomac","Potomac River Basin","Stormwater",414230.24969999999,421934.70110000001,411121.39360000001,415397.5515,417964.91100000002,416788.83500000002,402853.51860000001,363087.5748,331065.02889999998]
["A24031PM7_4580_4820","24031","MONTGOMERY","Middle Potomac","Potomac River Basin","Wastewater",0,2503.0358890000002,2503.0358890000002,2503.0358890000002,2503.0358890000002,2503.0358890000002,13.7192297,1316.8420120000001,526.04609459999995]
["A24031PM7_4620_4580","24031","MONTGOMERY","Middle Potomac","Potomac River Basin","Agriculture",167931.20869999999,100439.88770000001,95656.686560000002,92548.432679999998,88027.861560000005,85098.484249999994,79701.875400000004,83772.802249999993,75850.212719999996]
["A24031PM7_4620_4580","24031","MONTGOMERY","Middle Potomac","Potomac River Basin","Forest",32321.49829,31157.874019999999,31650.928469999999,31149.902470000001,31454.625120000001,31698.693230000001,34363.058230000002,31437.370849999999,31294.999100000001]
["A24031PM7_4620_4580","24031","MONTGOMERY","Middle Potomac","Potomac River Basin","Non-Tidal Atm",21728.380860000001,10675.08008,10675.08008,10675.08008,10675.08008,10675.08008,10675.08008,10675.08145,10675.08237]
["A24031PM7_4620_4580","24031","MONTGOMERY","Middle Potomac","Potomac River Basin","Septic",214.0821991,380.81939699999998,390.52239989999998,395.6708069,405.96459959999999,418.84768680000002,561.4257202,317.94355230000002,269.55765389999999]
["A24031PM7_4620_4580","24031","MONTGOMERY","Middle Potomac","Potomac River Basin","Stormwater",18860.258549999999,19986.611079999999,19765.651730000001,20870.416990000002,21154.745910000001,21255.98804,11236.054319999999,18128.198830000001,17036.563559999999]
["A24031PM7_4620_4580","24031","MONTGOMERY","Middle Potomac","Potomac River Basin","Wastewater",0,0,35.695480349999997,33.844631200000002,32.483261110000001,35.85622025,36.290218350000004,38.529756339999999,40.419273660000002]
["A24031PM7_4820_0001","24031","MONTGOMERY","Middle Potomac","Potomac River Basin","Agriculture",0,0,0,0,0,0,0,0,0]
["A24031PM7_4820_0001","24031","MONTGOMERY","Middle Potomac","Potomac River Basin","Forest",7132.6350089999996,2229.6044769999999,2392.5479730000002,2414.6124030000001,2458.124992,2499.1091310000002,474.6711244,2372.2181169999999,2358.6648789999999]
["A24031PM7_4820_0001","24031","MONTGOMERY","Middle Potomac","Potomac River Basin","Non-Tidal Atm",12.47893047,6.1308569909999999,6.1308569909999999,6.1308569909999999,6.1308569909999999,6.1308569909999999,6.1308569909999999,6.1308573529999997,6.1308575940000001]
["A24031PM7_4820_0001","24031","MONTGOMERY","Middle Potomac","Potomac River Basin","Septic",264.52490230000001,232.04859920000001,230.6528931,230.1298065,229.34539789999999,228.59570310000001,28.766710280000002,178.96675880000001,144.5093359]
["A24031PM7_4820_0001","24031","MONTGOMERY","Middle Potomac","Potomac River Basin","Stormwater",94811.993830000007,78128.413039999999,76427.938120000006,74390.147450000004,74012.557289999997,73421.89258,80119.03125,64130.462780000002,55932.145879999996]
["A24031PM7_4820_0001","24031","MONTGOMERY","Middle Potomac","Potomac River Basin","Wastewater",0,5497.6328130000002,5480.9321289999998,5456.0678710000002,5456.0678710000002,5456.0678710000002,4.1565008160000003,2194.8647070000002,4.1530915229999996]
["A24031XU0_4130_4070","24031","MONTGOMERY","Patuxent","Patuxent River Basin","Agriculture",34.941745480000002,20.779098770000001,19.670458549999999,19.0297032,18.248083810000001,17.626901419999999,16.500166279999998,18.247935909999999,17.29958748]
["A24031XU0_4130_4070","24031","MONTGOMERY","Patuxent","Patuxent River Basin","Forest",3.9677603850000001,4.5013853309999998,4.6328747269999999,4.6038439269999998,4.6652282180000002,4.7263779939999999,4.6377815309999999,4.625259121,4.6201820509999996]
["A24031XU0_4130_4070","24031","MONTGOMERY","Patuxent","Patuxent River Basin","Non-Tidal Atm",3.828384E-2,1.8808729999999999E-2,1.8808729999999999E-2,1.8808729999999999E-2,1.8808729999999999E-2,1.8808729999999999E-2,1.8808729999999999E-2,1.8808729E-2,1.8808729E-2]
["A24031XU0_4130_4070","24031","MONTGOMERY","Patuxent","Patuxent River Basin","Septic",1.2659180160000001,1.658056974,1.68780303,1.7014149430000001,1.724498987,1.7486480470000001,1.8658570050000001,1.4860120880000001,1.351484793]
["A24031XU0_4130_4070","24031","MONTGOMERY","Patuxent","Patuxent River Basin","Stormwater",3.3206406839999998,3.231530115,3.1598449639999999,3.1671519809999999,3.188493357,3.1926000409999999,3.3023257849999998,3.003655347,2.8995289350000002]
["A24031XU0_4130_4070","24031","MONTGOMERY","Patuxent","Patuxent River Basin","Wastewater",0,0,0,0,0,0,0,0]
["A24031XU2_4070_4330","24031","MONTGOMERY","Patuxent","Patuxent River Basin","Agriculture",41.68945978,24.792118089999999,23.46882484,22.704769389999999,21.796438760000001,21.030909789999999,19.68652956,21.771737869999999,20.64034655]
["A24031XU2_4070_4330","24031","MONTGOMERY","Patuxent","Patuxent River Basin","Forest",6.1808568240000001,5.9113603530000001,6.0081292990000001,5.9244852960000003,5.9695739149999998,6.0184561009999999,6.0681641099999997,5.996379739,5.9885466989999996]
["A24031XU2_4070_4330","24031","MONTGOMERY","Patuxent","Patuxent River Basin","Non-Tidal Atm",9.1267099379999994,4.4839258190000004,4.4839258190000004,4.4839258190000004,4.4839258190000004,4.4839258190000004,4.4839258190000004,4.4839257249999998,4.483925663]
["A24031XU2_4070_4330","24031","MONTGOMERY","Patuxent","Patuxent River Basin","Septic",0,2.661516905,2.793144941,2.8585679530000001,2.9441061020000001,3.020005941,3.797816992,2.4772147969999998,2.2665947009999998]
["A24031XU2_4070_4330","24031","MONTGOMERY","Patuxent","Patuxent River Basin","Stormwater",4.4717654729999996,5.9935273670000004,5.9463151529999996,6.1524018939999996,6.2675865589999997,6.3054021599999999,6.2570940259999999,5.7738997310000002,5.6589561159999997]
["A24031XU2_4070_4330","24031","MONTGOMERY","Patuxent","Patuxent River Basin","Wastewater",0,0,0,0,0,0,0,0]
["A24031XU2_4330_4480","24031","MONTGOMERY","Patuxent","Patuxent River Basin","Agriculture",4671.6153549999999,2778.1147850000002,2629.8787040000002,2544.221333,2441.3754629999999,2356.6700040000001,2206.0187129999999,2439.6971119999998,2312.909384]
["A24031XU2_4330_4480","24031","MONTGOMERY","Patuxent","Patuxent River Basin","Forest",973.4768067,811.95236969999996,818.39270399999998,797.6968842,799.23745719999999,800.71543120000001,823.28490450000004,816.39652220000005,815.06573430000003]
["A24031XU2_4330_4480","24031","MONTGOMERY","Patuxent","Patuxent River Basin","Non-Tidal Atm",135.42590329999999,66.534301760000005,66.534301760000005,66.534301760000005,66.534301760000005,66.534301760000005,66.534301760000005,66.534300720000005,66.534300020000003]
["A24031XU2_4330_4480","24031","MONTGOMERY","Patuxent","Patuxent River Basin","Septic",332.77679439999997,669.52410889999999,693.04559329999995,704.51702880000005,729.69091800000001,755.02008060000003,744.62640380000005,612.76214530000004,559.23984670000004]
["A24031XU2_4330_4480","24031","MONTGOMERY","Patuxent","Patuxent River Basin","Stormwater",1716.33429,1782.3180689999999,1747.9744109999999,1816.761671,1832.663564,1845.709961,1690.3739929999999,1703.923747,1674.556638]
["A24031XU2_4330_4480","24031","MONTGOMERY","Patuxent","Patuxent River Basin","Wastewater",0,0.38278558899999998,0.38278558899999998,0.38278558899999998,0.38278558899999998,0.38278558899999998,3.0227881000000002E-2,0.17123608300000001,3.0203079000000001E-2]
["A24033PL0_4510_0001","24033","PRINCE GEORGES","Middle Potomac","Potomac River Basin","Agriculture",83.439181289999993,45.70151182,42.975856149999998,41.559694800000003,38.713584920000002,37.804393769999997,35.605676709999997,40.352270799999999,38.603213910000001]
["A24033PL0_4510_0001","24033","PRINCE GEORGES","Middle Potomac","Potomac River Basin","Forest",1384.6297460000001,705.88892750000002,878.7270661,1259.7954910000001,1371.009106,1490.7846259999999,752.72937009999998,889.04016869999998,895.91557039999998]
["A24033PL0_4510_0001","24033","PRINCE GEORGES","Middle Potomac","Potomac River Basin","Non-Tidal Atm",12.936300279999999,6.5314159390000004,6.5314159390000004,6.5314159390000004,6.5314159390000004,6.5314159390000004,6.5314159390000004,6.5314158210000004,6.5314157420000001]
["A24033PL0_4510_0001","24033","PRINCE GEORGES","Middle Potomac","Potomac River Basin","Septic",8.8149700160000002,14.1033802,14.101160050000001,14.101160050000001,14.101160050000001,14.101269719999999,33.487949370000003,12.340548050000001,11.166806709999999]
["A24033PL0_4510_0001","24033","PRINCE GEORGES","Middle Potomac","Potomac River Basin","Stormwater",56111.203130000002,44606.545910000001,42948.335939999997,39806.675049999998,39510.63164,39281.04883,41497.720699999998,38688.41893,35848.474249999999]
["A24033PL0_4510_0001","24033","PRINCE GEORGES","Middle Potomac","Potomac River Basin","Wastewater",0,0,0,0,0,0,0,0]
["A24033PL0_4961_0000","24033","PRINCE GEORGES","Middle Potomac","Potomac River Basin","Agriculture",2271.5883469999999,1245.252626,1172.3312410000001,1124.540575,1056.451311,1030.031853,973.5051899,974.6364274,842.83988509999995]
["A24033PL0_4961_0000","24033","PRINCE GEORGES","Middle Potomac","Potomac River Basin","Forest",11438.94232,5617.0883789999998,5574.9486699999998,6383.7706449999996,6502.2778779999999,6749.272903,8307.5059509999992,5562.2167170000002,5553.7287480000005]
["A24033PL0_4961_0000","24033","PRINCE GEORGES","Middle Potomac","Potomac River Basin","Non-Tidal Atm",106.4023972,53.721580510000003,53.721580510000003,53.721580510000003,53.721580510000003,53.721580510000003,53.721580510000003,53.721580699999997,53.721580830000001]
["A24033PL0_4961_0000","24033","PRINCE GEORGES","Middle Potomac","Potomac River Basin","Septic",4713.4702150000003,4990.7202150000003,4954.4541019999997,4938.3271480000003,4925.423828,4909.3339839999999,3127.2919919999999,3842.1704759999998,3100.6480590000001]
["A24033PL0_4961_0000","24033","PRINCE GEORGES","Middle Potomac","Potomac River Basin","Stormwater",99011.439450000005,85271.190440000006,80907.749020000003,73499.818169999999,72995.670989999999,72585.765629999994,65497.574950000002,66658.417849999998,57158.863740000001]
["A24033PL0_4961_0000","24033","PRINCE GEORGES","Middle Potomac","Potomac River Basin","Wastewater",0,6.0900301929999996,6.0900301929999996,6.0900301929999996,6.0900301929999996,6.0900301929999996,6.0900301929999996,6.087029405,6.0850288800000003]
["A24033PL0_5070_0001","24033","PRINCE GEORGES","Middle Potomac","Potomac River Basin","Agriculture",21256.765909999998,11654.75231,11132.89976,10685.604660000001,9979.1904410000006,9748.8981380000005,9219.789401,9983.239157,9216.7987560000001]
["A24033PL0_5070_0001","24033","PRINCE GEORGES","Middle Potomac","Potomac River Basin","Forest",23829.645509999998,17140.494869999999,16934.781309999998,16971.578300000001,17071.630560000001,17113.422310000002,18025.066169999998,16882.426080000001,16847.5226]
["A24033PL0_5070_0001","24033","PRINCE GEORGES","Middle Potomac","Potomac River Basin","Non-Tidal Atm",324.99319459999998,164.08599849999999,164.08599849999999,164.08599849999999,164.08599849999999,164.08599849999999,164.08599849999999,164.0860121,164.08602110000001]
["A24033PL0_5070_0001","24033","PRINCE GEORGES","Middle Potomac","Potomac River Basin","Septic",6699.2177730000003,9748.4814449999994,9936.2324219999991,10029.759770000001,10105.04004,10178.049800000001,5549.7001950000003,8245.4193230000001,7118.210591]
["A24033PL0_5070_0001","24033","PRINCE GEORGES","Middle Potomac","Potomac River Basin","Stormwater",44248.106950000001,50184.319080000001,46174.745269999999,43061.182659999999,42332.608460000003,43183.472320000001,39684.420579999998,41333.61015,38106.186730000001]
["A24033PL0_5070_0001","24033","PRINCE GEORGES","Middle Potomac","Potomac River Basin","Wastewater",1217.994019,848.09549140000001,582.19278139999994,796.62808419999999,416.56268499999999,400.22839549999998,287.42068669999998,1174.410157,1569.2217410000001]
["A24033PL0_5290_0000","24033","PRINCE GEORGES","Middle Potomac","Potomac River Basin","Agriculture",801.91839289999996,439.5586844,422.020644,405.33178500000002,378.38596200000001,369.2371837,349.24231120000002,362.15226159999997,322.2400068]
["A24033PL0_5290_0000","24033","PRINCE GEORGES","Middle Potomac","Potomac River Basin","Forest",2099.7339480000001,1761.2870559999999,1745.825889,1727.27658,1736.9964210000001,1734.898377,1777.1414259999999,1734.5660150000001,1727.059432]
["A24033PL0_5290_0000","24033","PRINCE GEORGES","Middle Potomac","Potomac River Basin","Non-Tidal Atm",49.115890499999999,24.798149110000001,24.798149110000001,24.798149110000001,24.798149110000001,24.798149110000001,24.798149110000001,24.798149049999999,24.798149009999999]
["A24033PL0_5290_0000","24033","PRINCE GEORGES","Middle Potomac","Potomac River Basin","Septic",2833.1340329999998,3224.0349120000001,3271.4750979999999,3290.0749510000001,3304.6789549999999,3315.7590329999998,1647.0520019999999,2549.3720490000001,2067.9700170000001]
["A24033PL0_5290_0000","24033","PRINCE GEORGES","Middle Potomac","Potomac River Basin","Stormwater",1488.097939,1431.555237,1391.164749,1306.3747599999999,1264.8718220000001,1301.14357,1110.9711990000001,1180.4830569999999,1040.0285960000001]
["A24033PL0_5290_0000","24033","PRINCE GEORGES","Middle Potomac","Potomac River Basin","Wastewater",0,0,0,0,0,0,0,0]
["A24033PL0_5390_0000","24033","PRINCE GEORGES","Lower Potomac","Potomac River Basin","Agriculture",693.65813479999997,379.63935099999998,357.85880900000001,343.10378300000002,322.43192779999998,314.0981597,297.04891859999998,297.84634629999999,257.8380378]
["A24033PL0_5390_0000","24033","PRINCE GEORGES","Lower Potomac","Potomac River Basin","Forest",2993.1879119999999,2473.5737770000001,2459.267288,2434.4049070000001,2428.3220289999999,2439.0633400000002,2573.9701,2443.4720349999998,2432.9418660000001]
["A24033PL0_5390_0000","24033","PRINCE GEORGES","Lower Potomac","Potomac River Basin","Non-Tidal Atm",0,0,0,0,0,0,0,0,0]
["A24033PL0_5390_0000","24033","PRINCE GEORGES","Lower Potomac","Potomac River Basin","Septic",489.24169920000003,576.94427489999998,586.97399900000005,593.7225952,597.09680179999998,600.47210689999997,497.32650760000001,458.45879400000001,372.78199059999997]
["A24033PL0_5390_0000","24033","PRINCE GEORGES","Lower Potomac","Potomac River Basin","Stormwater",1344.3018950000001,1370.1453859999999,1282.5364689999999,1166.122269,1224.6482390000001,1165.0176240000001,692.46455579999997,1066.7973509999999,922.97127279999995]
["A24033PL0_5390_0000","24033","PRINCE GEORGES","Lower Potomac","Potomac River Basin","Wastewater",17312.470700000002,9975.2402340000008,4025.9040530000002,13112.160159999999,5312.5571289999998,6155.4702150000003,6040.2260740000002,16229.04962,24364.48]
["A24033PL1_4540_0001","24033","PRINCE GEORGES","Middle Potomac","Potomac River Basin","Agriculture",5002.8562030000003,2742.876788,2581.4330839999998,2475.7185949999998,2321.7980859999998,2268.2447040000002,2144.038149,2183.6269400000001,1918.4228439999999]
["A24033PL1_4540_0001","24033","PRINCE GEORGES","Middle Potomac","Potomac River Basin","Forest",11736.71314,6758.4150090000003,6941.6840819999998,8326.5482489999995,8514.1242679999996,8819.511047,9841.5306089999995,6943.001827,6943.8803230000003]
["A24033PL1_4540_0001","24033","PRINCE GEORGES","Middle Potomac","Potomac River Basin","Non-Tidal Atm",1177.3110349999999,594.41333010000005,594.41333010000005,594.41333010000005,594.41333010000005,594.41333010000005,594.41333010000005,594.41330249999999,594.41328410000006]
["A24033PL1_4540_0001","24033","PRINCE GEORGES","Middle Potomac","Potomac River Basin","Septic",1415.719971,1461.926025,1489.4499510000001,1501.7879640000001,1511.0429690000001,1517.214966,957.61517330000004,1182.1013290000001,977.20224700000006]
["A24033PL1_4540_0001","24033","PRINCE GEORGES","Middle Potomac","Potomac River Basin","Stormwater",154673.88589999999,126852.0236,120530.8774,108944.8106,108341.0114,108144.0083,102736.9972,99613.129920000007,85667.964959999998]
["A24033PL1_4540_0001","24033","PRINCE GEORGES","Middle Potomac","Potomac River Basin","Wastewater",175065.5,1357.5939940000001,1358.7430420000001,1392.051025,1392.051025,1392.051025,1908.4370120000001,1381.4580229999999,1396.601343]
["A24033PL1_5060_0000","24033","PRINCE GEORGES","Middle Potomac","Potomac River Basin","Agriculture",15129.882869999999,8295.4573099999998,7923.9865019999997,7605.7017180000003,7102.1336119999996,6938.7913319999998,6562.4391480000004,6743.3648599999997,5956.2837639999998]
["A24033PL1_5060_0000","24033","PRINCE GEORGES","Middle Potomac","Potomac River Basin","Forest",13308.33093,10615.84546,10570.455319999999,10778.399079999999,10989.220799999999,11064.237419999999,11591.00259,10510.32934,10470.245360000001]
["A24033PL1_5060_0000","24033","PRINCE GEORGES","Middle Potomac","Potomac River Basin","Non-Tidal Atm",85.939002990000006,43.389789579999999,43.389789579999999,43.389789579999999,43.389789579999999,43.389789579999999,43.389789579999999,43.389789710000002,43.389789800000003]
["A24033PL1_5060_0000","24033","PRINCE GEORGES","Middle Potomac","Potomac River Basin","Septic",2914.25,3733.3110350000002,3759.5778810000002,3776.366943,3799.8720699999999,3826.741943,3667.5520019999999,2926.479343,2371.0803179999998]
["A24033PL1_5060_0000","24033","PRINCE GEORGES","Middle Potomac","Potomac River Basin","Stormwater",50626.279240000003,44250.390160000003,42236.97797,39156.338040000002,38184.077879999997,38571.106749999999,37177.427309999999,35347.725689999999,30754.89083]
["A24033PL1_5060_0000","24033","PRINCE GEORGES","Middle Potomac","Potomac River Basin","Wastewater",0,0,0,1.016950011,1.016950011,1.016950011,7.1048960689999996,4.2594370990000003,7.0990618320000003]
["A24033PL1_5061_0000","24033","PRINCE GEORGES","Middle Potomac","Potomac River Basin","Agriculture",798.8606446,437.93015609999998,413.92044040000002,397.1991701,372.22861010000003,363.69278370000001,343.54970839999999,346.3435796,301.29233900000003]
["A24033PL1_5061_0000","24033","PRINCE GEORGES","Middle Potomac","Potomac River Basin","Forest",3366.3944710000001,2085.0126949999999,2031.9424750000001,2045.684968,2086.282326,2055.8768920000002,2382.0194320000001,2019.689891,2011.5215020000001]
["A24033PL1_5061_0000","24033","PRINCE GEORGES","Middle Potomac","Potomac River Basin","Non-Tidal Atm",347.85971069999999,175.63110349999999,175.63110349999999,175.63110349999999,175.63110349999999,175.63110349999999,175.63110349999999,175.63110420000001,175.63110459999999]
["A24033PL1_5061_0000","24033","PRINCE GEORGES","Middle Potomac","Potomac River Basin","Septic",738.2305298,1237.975952,1228.6130370000001,1220.48999,1219.44397,1214.869019,565.69799799999998,952.56662370000004,768.53568150000001]
["A24033PL1_5061_0000","24033","PRINCE GEORGES","Middle Potomac","Potomac River Basin","Stormwater",8122.6316079999997,9188.9018400000004,8524.1292720000001,7986.2463299999999,7637.234109,7998.9371330000004,6489.4872439999999,7324.8470989999996,6525.3256499999998]
["A24033PL1_5061_0000","24033","PRINCE GEORGES","Middle Potomac","Potomac River Basin","Wastewater",553126,276483.7034,291403.29710000003,287540.10960000003,259103.1096,258533.90650000001,103678.21120000001,116561.68429999999,0.60911199999999999]
["A24033PL1_5230_0001","24033","PRINCE GEORGES","Lower Potomac","Potomac River Basin","Agriculture",9026.4477330000009,4941.6415989999996,4724.055875,4534.7545289999998,4234.1289180000003,4135.9155000000001,3911.4657120000002,4459.6605259999997,4283.39696]
["A24033PL1_5230_0001","24033","PRINCE GEORGES","Lower Potomac","Potomac River Basin","Forest",9397.5115349999996,7734.569641,7621.8520820000003,7579.3106390000003,7544.5882570000003,7580.3789980000001,6616.4838570000002,7620.7649680000004,7620.0402260000001]
["A24033PL1_5230_0001","24033","PRINCE GEORGES","Lower Potomac","Potomac River Basin","Non-Tidal Atm",439.3612061,221.82940669999999,221.82940669999999,221.82940669999999,221.82940669999999,221.82940669999999,221.82940669999999,221.82939279999999,221.82938350000001]
["A24033PL1_5230_0001","24033","PRINCE GEORGES","Lower Potomac","Potomac River Basin","Septic",1172.8530270000001,2479.9809570000002,2587.8530270000001,2641.3439939999998,2693.5310060000002,2745.7009280000002,2163.1750489999999,2290.1540530000002,2091.6880700000002]
["A24033PL1_5230_0001","24033","PRINCE GEORGES","Lower Potomac","Potomac River Basin","Stormwater",9254.8579719999998,10368.389950000001,9709.5818490000001,9033.3342290000001,9252.6880189999993,9281.7568370000008,14659.17114,9155.4951469999996,8786.1040130000001]
["A24033PL1_5230_0001","24033","PRINCE GEORGES","Lower Potomac","Potomac River Basin","Wastewater",76.922271730000006,0,0,0.40736821299999998,0.40736821299999998,0.40736821299999998,5.2844338420000003,3.1680560660000001,5.2800934430000002]
["A24033PL2_4810_0000","24033","PRINCE GEORGES","Middle Potomac","Potomac River Basin","Agriculture",414.62485889999999,227.3195235,213.87123299999999,205.40034420000001,192.35763990000001,187.86999700000001,177.5556722,177.87418930000001,153.87616009999999]
["A24033PL2_4810_0000","24033","PRINCE GEORGES","Middle Potomac","Potomac River Basin","Forest",2782.4489130000002,1210.2919320000001,1287.8742830000001,2225.062629,2307.0529940000001,2464.992859,3157.5619590000001,1305.7899600000001,1317.7337460000001]
["A24033PL2_4810_0000","24033","PRINCE GEORGES","Middle Potomac","Potomac River Basin","Non-Tidal Atm",8.1890478130000002,4.134572983,4.134572983,4.134572983,4.134572983,4.134572983,4.134572983,4.1345729670000004,4.1345729560000004]
["A24033PL2_4810_0000","24033","PRINCE GEORGES","Middle Potomac","Potomac River Basin","Septic",0,0,0,0,0,0,0,0,0]
["A24033PL2_4810_0000","24033","PRINCE GEORGES","Middle Potomac","Potomac River Basin","Stormwater",88148.231969999993,69303.429780000006,66344.080900000001,59169.555820000001,59013.776100000003,58832.038390000002,55837.532659999997,53456.52259,44864.817040000002]
["A24033PL2_4810_0000","24033","PRINCE GEORGES","Middle Potomac","Potomac River Basin","Wastewater",168.04379270000001,180.2239075,180.2239075,180.2239075,180.2239075,180.2239075,364.71759029999998,137.6103541,109.2013185]
["A24033PL2_4811_0000","24033","PRINCE GEORGES","Middle Potomac","Potomac River Basin","Agriculture",0,0,0,0,0,0,0,0,0]
["A24033PL2_4811_0000","24033","PRINCE GEORGES","Middle Potomac","Potomac River Basin","Forest",450.49889000000002,112.1686292,141.69774870000001,301.2690068,327.4535113,357.54338360000003,176.81120300000001,145.20390409999999,147.54134099999999]
["A24033PL2_4811_0000","24033","PRINCE GEORGES","Middle Potomac","Potomac River Basin","Non-Tidal Atm",777.5916138,392.59869379999998,392.59869379999998,392.59869379999998,392.59869379999998,392.59869379999998,392.59869379999998,392.5986934,392.59869320000001]
["A24033PL2_4811_0000","24033","PRINCE GEORGES","Middle Potomac","Potomac River Basin","Septic",0,0,0,0,0,0,0,0,0]
["A24033PL2_4811_0000","24033","PRINCE GEORGES","Middle Potomac","Potomac River Basin","Stormwater",14109.88834,12260.175069999999,11702.61702,10483.147489999999,10398.37428,10349.295899999999,10834.87012,9422.7243569999991,7902.795916]
["A24033PL2_4811_0000","24033","PRINCE GEORGES","Middle Potomac","Potomac River Basin","Wastewater",0,0,0,1.016950011,1.016950011,1.016950011,1.017784953,0.61017001900000001,1.016950032]
["A24033PL2_5300_5630","24033","PRINCE GEORGES","Lower Potomac","Potomac River Basin","Agriculture",4385.158445,2400.7028019999998,2295.0560949999999,2203.145023,2056.9170239999999,2009.3709799999999,1900.1177190000001,2095.4293889999999,1962.344918]
["A24033PL2_5300_5630","24033","PRINCE GEORGES","Lower Potomac","Potomac River Basin","Forest",5951.7132570000003,5219.3637689999996,5190.6274720000001,5123.5877540000001,5134.5040740000004,5145.8293000000003,5268.2248689999997,5178.0055030000003,5169.5908579999996]
["A24033PL2_5300_5630","24033","PRINCE GEORGES","Lower Potomac","Potomac River Basin","Non-Tidal Atm",176.1726074,88.947906489999994,88.947906489999994,88.947906489999994,88.947906489999994,88.947906489999994,88.947906489999994,88.947907450000002,88.947908089999999]
["A24033PL2_5300_5630","24033","PRINCE GEORGES","Lower Potomac","Potomac River Basin","Septic",624.61389159999999,1026.109009,1077.2459719999999,1097.029053,1119.3420410000001,1139.4520259999999,957.97583010000005,917.77120379999997,811.45469170000001]
["A24033PL2_5300_5630","24033","PRINCE GEORGES","Lower Potomac","Potomac River Basin","Stormwater",2421.5967099999998,2304.4030149999999,2211.1438750000002,2102.7006150000002,2118.9239429999998,2114.8168329999999,1600.037415,2020.4122890000001,1893.2578980000001]
["A24033PL2_5300_5630","24033","PRINCE GEORGES","Lower Potomac","Potomac River Basin","Wastewater",0,0,0,0,0,0,4.0962648389999998,0]
["A24033PL7_4960_0000","24033","PRINCE GEORGES","Middle Potomac","Potomac River Basin","Agriculture",67.097817379999995,36.719338829999998,34.521298940000001,33.219631649999997,31.376070290000001,30.246940840000001,28.566755730000001,28.716761770000002,24.847070330000001]
["A24033PL7_4960_0000","24033","PRINCE GEORGES","Middle Potomac","Potomac River Basin","Forest",1264.3333050000001,1209.9412159999999,1385.988564,1432.576225,1514.2718050000001,1595.123165,1625.9309920000001,1377.9944599999999,1372.665058]
["A24033PL7_4960_0000","24033","PRINCE GEORGES","Middle Potomac","Potomac River Basin","Non-Tidal Atm",830.7927856,419.45941160000001,419.45941160000001,419.45941160000001,419.45941160000001,419.45941160000001,419.45941160000001,419.45941210000001,419.45941249999998]
["A24033PL7_4960_0000","24033","PRINCE GEORGES","Middle Potomac","Potomac River Basin","Septic",135.93840030000001,100.3052979,99.193496699999997,98.645477290000002,98.645469669999997,98.646202090000003,258.96569820000002,76.839568439999994,61.936949599999998]
["A24033PL7_4960_0000","24033","PRINCE GEORGES","Middle Potomac","Potomac River Basin","Stormwater",41461.930110000001,31027.07518,30227.11939,29468.252629999999,29217.651880000001,29100.62012,28943.340820000001,25433.799319999998,22238.252619999999]
["A24033PL7_4960_0000","24033","PRINCE GEORGES","Middle Potomac","Potomac River Basin","Wastewater",2786331,901085.5,924447,881158.125,662368.1875,583186.125,564846.125,884211.96,857388.6]
["A24033PL7_4980_0000","24033","PRINCE GEORGES","Middle Potomac","Potomac River Basin","Agriculture",1311.173446,718.80299290000005,679.35665900000004,651.90443640000001,610.36241070000005,596.3748276,564.00934259999997,568.39223030000005,494.41594450000002]
["A24033PL7_4980_0000","24033","PRINCE GEORGES","Middle Potomac","Potomac River Basin","Forest",3082.46315,1506.469398,1569.5063319999999,1795.4452209999999,1844.5119549999999,1983.1525119999999,2398.238151,1565.574578,1562.953409]
["A24033PL7_4980_0000","24033","PRINCE GEORGES","Middle Potomac","Potomac River Basin","Non-Tidal Atm",507.48181149999999,256.2228088,256.2228088,256.2228088,256.2228088,256.2228088,256.2228088,256.22281070000003,256.22281199999998]
["A24033PL7_4980_0000","24033","PRINCE GEORGES","Middle Potomac","Potomac River Basin","Septic",1545.170044,1587.0729980000001,1583.01001,1583.01001,1579.1949460000001,1579.2070309999999,1430.4770510000001,1229.562602,993.93099640000003]
["A24033PL7_4980_0000","24033","PRINCE GEORGES","Middle Potomac","Potomac River Basin","Stormwater",32526.33022,29276.51469,27380.434740000001,25137.231879999999,24914.255300000001,24559.78442,22983.07214,22627.609199999999,19459.058840000002]
["A24033PL7_4980_0000","24033","PRINCE GEORGES","Middle Potomac","Potomac River Basin","Wastewater",0,0,6.0900301929999996,6.0900301929999996,6.0900301929999996,6.0900301929999996,0,219286.40700000001,365473.28499999997]
["A24033XL0_5340_0000","24033","PRINCE GEORGES","Patuxent","Patuxent River Basin","Agriculture",13575.07676,7454.7467770000003,7015.8532409999998,6728.4685900000004,6308.5551349999996,6162.2606480000004,5823.0992900000001,5840.4440679999998,5056.8379530000002]
["A24033XL0_5340_0000","24033","PRINCE GEORGES","Patuxent","Patuxent River Basin","Forest",10186.530339999999,9446.1420290000005,9446.3139040000005,9338.4310600000008,9400.1181329999999,9417.1086730000006,9250.3559569999998,9384.9453549999998,9344.0329889999994]
["A24033XL0_5340_0000","24033","PRINCE GEORGES","Patuxent","Patuxent River Basin","Non-Tidal Atm",634.3475952,320.2760925,320.2760925,320.2760925,320.2760925,320.2760925,320.2760925,320.27609439999998,320.27609560000002]
["A24033XL0_5340_0000","24033","PRINCE GEORGES","Patuxent","Patuxent River Basin","Septic",0,2067.9750979999999,2128.0891109999998,2159.905029,2185.360107,2210.8110350000002,2137.173096,1664.521403,1355.4762639999999]
["A24033XL0_5340_0000","24033","PRINCE GEORGES","Patuxent","Patuxent River Basin","Stormwater",2958.22757,3251.213013,3005.0304259999998,2907.479096,2856.6248169999999,2921.9205320000001,3625.7645269999998,2623.5450689999998,2369.221497]
["A24033XL0_5340_0000","24033","PRINCE GEORGES","Patuxent","Patuxent River Basin","Wastewater",1524.031982,1524.031982,1524.031982,1524.031982,1524.031982,1524.031982,1462.7010499999999,1522.6554209999999,1521.7377140000001]
["A24033XL1_4690_0001","24033","PRINCE GEORGES","Patuxent","Patuxent River Basin","Agriculture",69955.116429999995,38414.832029999998,36154.156540000004,34672.731829999997,32527.900979999999,31754.679479999999,30008.20579,31611.986669999998,28583.87342]
["A24033XL1_4690_0001","24033","PRINCE GEORGES","Patuxent","Patuxent River Basin","Forest",47260.016360000001,27207.392210000002,26478.629280000001,28265.638429999999,28457.578000000001,28895.74365,32525.944940000001,26428.393530000001,26394.903040000001]
["A24033XL1_4690_0001","24033","PRINCE GEORGES","Patuxent","Patuxent River Basin","Non-Tidal Atm",2753.3549800000001,1390.1429439999999,1390.1429439999999,1390.1429439999999,1390.1429439999999,1390.1429439999999,1390.1429439999999,1390.143065,1390.1431459999999]
["A24033XL1_4690_0001","24033","PRINCE GEORGES","Patuxent","Patuxent River Basin","Septic",11839.900390000001,24155.439450000002,24625.640630000002,24861.449219999999,25049.599610000001,25237.769530000001,12425.66992,20188.579679999999,17230.539049999999]
["A24033XL1_4690_0001","24033","PRINCE GEORGES","Patuxent","Patuxent River Basin","Stormwater",211769.33059999999,212474.30989999999,197280.21470000001,178680.12890000001,177451.736,178993.09599999999,161422.766,171459.8616,154246.2929]
["A24033XL1_4690_0001","24033","PRINCE GEORGES","Patuxent","Patuxent River Basin","Wastewater",0,102.06739810000001,254.65069579999999,254.65069579999999,254.65069579999999,254.65069579999999,60.941181180000001,254.5251571,254.44146470000001]
["A24033XL1_4691_0000","24033","PRINCE GEORGES","Patuxent","Patuxent River Basin","Agriculture",25144.131669999999,13807.584409999999,12995.083049999999,12462.466839999999,11693.03069,11413.85844,10785.994140000001,10817.810310000001,9366.2951400000002]
["A24033XL1_4691_0000","24033","PRINCE GEORGES","Patuxent","Patuxent River Basin","Forest",17831.03674,13629.95703,13461.619199999999,13463.20239,13409.70282,13586.98322,13293.113950000001,13377.89322,13322.07591]
["A24033XL1_4691_0000","24033","PRINCE GEORGES","Patuxent","Patuxent River Basin","Non-Tidal Atm",356.0487976,179.76570129999999,179.76570129999999,179.76570129999999,179.76570129999999,179.76570129999999,179.76570129999999,179.76570369999999,179.76570530000001]
["A24033XL1_4691_0000","24033","PRINCE GEORGES","Patuxent","Patuxent River Basin","Septic",3230.6579590000001,6138.6528319999998,6433.9902339999999,6580.5458980000003,6704.3051759999998,6824.7690430000002,5846.5839839999999,5051.4149450000004,4129.6980860000003]
["A24033XL1_4691_0000","24033","PRINCE GEORGES","Patuxent","Patuxent River Basin","Stormwater",20704.123169999999,26371.478879999999,24584.786260000001,22730.00749,23325.60844,22891.985840000001,24696.543460000001,20937.314569999999,18505.66677]
["A24033XL1_4691_0000","24033","PRINCE GEORGES","Patuxent","Patuxent River Basin","Wastewater",479858.68770000001,115817.8624,274709.17489999998,192788.36240000001,138419.86240000001,136124.95619999999,128237.8374,333556.1704,372787.50069999998]
["A24033XL3_4710_0000","24033","PRINCE GEORGES","Patuxent","Patuxent River Basin","Agriculture",25265.659619999999,13874.15763,13254.46003,12720.47697,11876.058440000001,11601.3194,10969.641680000001,11294.8069,9988.3714729999992]
["A24033XL3_4710_0000","24033","PRINCE GEORGES","Patuxent","Patuxent River Basin","Forest",7359.0814819999996,6364.6812129999998,6234.434448,6393.7117619999999,6487.5888670000004,6572.0938720000004,7402.4331659999998,6199.7911960000001,6176.6956950000003]
["A24033XL3_4710_0000","24033","PRINCE GEORGES","Patuxent","Patuxent River Basin","Non-Tidal Atm",249.6463928,126.0440979,126.0440979,126.0440979,126.0440979,126.0440979,126.0440979,126.04409800000001,126.04409800000001]
["A24033XL3_4710_0000","24033","PRINCE GEORGES","Patuxent","Patuxent River Basin","Septic",945.23162839999998,3906.1210940000001,4071.4829100000002,4150.296875,4275.6640630000002,4397.6191410000001,4053.4370119999999,3193.5503629999998,2608.2619989999998]
["A24033XL3_4710_0000","24033","PRINCE GEORGES","Patuxent","Patuxent River Basin","Stormwater",29428.597839999999,24288.556820000002,22025.226989999999,20129.665000000001,19882.45278,20196.07617,15708.535889999999,19051.871790000001,17069.634989999999]
["A24033XL3_4710_0000","24033","PRINCE GEORGES","Patuxent","Patuxent River Basin","Wastewater",0,0,0,0,0,0,0,0]
["A24033XL3_4711_0000","24033","PRINCE GEORGES","Patuxent","Patuxent River Basin","Agriculture",13720.80573,7534.4591970000001,7091.3967229999998,6800.9281209999999,6385.346063,6228.2230140000001,5885.7677439999998,5903.25641,5111.1628680000003]
["A24033XL3_4711_0000","24033","PRINCE GEORGES","Patuxent","Patuxent River Basin","Forest",6014.7772530000002,5775.571441,5796.3488150000003,5773.1656800000001,5846.7632750000002,5874.4730529999997,6249.8167110000004,5759.6578369999997,5735.1971839999997]
["A24033XL3_4711_0000","24033","PRINCE GEORGES","Patuxent","Patuxent River Basin","Non-Tidal Atm",85.939002990000006,43.389789579999999,43.389789579999999,43.389789579999999,43.389789579999999,43.389789579999999,43.389789579999999,43.389789710000002,43.389789800000003]
["A24033XL3_4711_0000","24033","PRINCE GEORGES","Patuxent","Patuxent River Basin","Septic",1078.545044,1529.9670410000001,1539.130981,1545.4019780000001,1561.0789789999999,1573.6240230000001,1680.389038,1197.5556730000001,969.83880169999998]
["A24033XL3_4711_0000","24033","PRINCE GEORGES","Patuxent","Patuxent River Basin","Stormwater",5602.4390869999997,5524.4923090000002,5288.5964359999998,4953.7032179999997,4900.5964889999996,4929.6160890000001,3686.3107530000002,4448.3228419999996,3888.1404459999999]
["A24033XL3_4711_0000","24033","PRINCE GEORGES","Patuxent","Patuxent River Basin","Wastewater",6079.5888670000004,19250.839840000001,13095.01953,15597.12012,14597.190430000001,18162.820309999999,7049.5351559999999,5238.0078119999998,0]
["A24033XL3_4712_0000","24033","PRINCE GEORGES","Patuxent","Patuxent River Basin","Agriculture",5705.5736710000001,3133.314742,2948.996494,2828.0285530000001,2655.3595,2589.9143669999999,2447.3882800000001,2454.8300199999999,2125.3857050000001]
["A24033XL3_4712_0000","24033","PRINCE GEORGES","Patuxent","Patuxent River Basin","Forest",2037.7966919999999,2095.145798,2115.8203050000002,2119.873611,2163.1847539999999,2177.5774609999999,2563.2533349999999,2102.7164600000001,2093.9805630000001]
["A24033XL3_4712_0000","24033","PRINCE GEORGES","Patuxent","Patuxent River Basin","Non-Tidal Atm",1014.963989,512.44549559999996,512.44549559999996,512.44549559999996,512.44549559999996,512.44549559999996,512.44549559999996,512.44549380000001,512.44549259999997]
["A24033XL3_4712_0000","24033","PRINCE GEORGES","Patuxent","Patuxent River Basin","Septic",560.44238280000002,580.57861330000003,572.42510990000005,568.39288329999999,568.39349370000002,564.36688230000004,604.63238530000001,442.99239030000001,356.70391059999997]
["A24033XL3_4712_0000","24033","PRINCE GEORGES","Patuxent","Patuxent River Basin","Stormwater",3416.1429899999998,2840.895477,2828.205101,2634.64,2576.3561169999998,2590.326298,1636.223473,2324.17571,1988.1561160000001]
["A24033XL3_4712_0000","24033","PRINCE GEORGES","Patuxent","Patuxent River Basin","Wastewater",0,0,0,0,0,0,0,0]
["A24033XL3_4713_0000","24033","PRINCE GEORGES","Patuxent","Patuxent River Basin","Agriculture",59499.335850000003,32672.93273,31367.94872,30111.994320000002,28093.820729999999,27411.052759999999,25925.79305,26948.61045,24002.38494]
["A24033XL3_4713_0000","24033","PRINCE GEORGES","Patuxent","Patuxent River Basin","Forest",25818.27173,25606.603510000001,25656.954099999999,25466.117190000001,25687.281129999999,25833.914059999999,26026.01282,25492.57632,25382.991139999998]
["A24033XL3_4713_0000","24033","PRINCE GEORGES","Patuxent","Patuxent River Basin","Non-Tidal Atm",4526.3911129999997,2285.3320309999999,2285.3320309999999,2285.3320309999999,2285.3320309999999,2285.3320309999999,2285.3320309999999,2285.3320180000001,2285.3320100000001]
["A24033XL3_4713_0000","24033","PRINCE GEORGES","Patuxent","Patuxent River Basin","Septic",5972.2412109999996,8422.3994139999995,8670.8671880000002,8794.0820309999999,8903.6064449999994,9013.1162110000005,9249.0703130000002,6779.6492879999996,5518.8373549999997]
["A24033XL3_4713_0000","24033","PRINCE GEORGES","Patuxent","Patuxent River Basin","Stormwater",9737.3275749999993,10383.09576,10345.1983,9828.9820560000007,10133.545899999999,9849.2736819999991,9428.4560550000006,8832.9163609999996,7824.7284]
["A24033XL3_4713_0000","24033","PRINCE GEORGES","Patuxent","Patuxent River Basin","Wastewater",464.99829099999999,402.33819579999999,429.58508490000003,490.88307950000001,422.52808570000002,402.33819579999999,402.14828490000002,483.80800010000002,519.95661029999997]
["A24033XL3_4950_0000","24033","PRINCE GEORGES","Patuxent","Patuxent River Basin","Agriculture",63660.109190000003,34957.976289999999,32900.804369999998,30968.81307,29050.837879999999,28371.947749999999,26861.130870000001,27388.362649999999,23713.4015]
["A24033XL3_4950_0000","24033","PRINCE GEORGES","Patuxent","Patuxent River Basin","Forest",19304.719730000001,20520.001950000002,20674.513790000001,20609.934270000002,20840.898690000002,20957.212339999998,20770.59937,20543.363860000001,20455.93058]
["A24033XL3_4950_0000","24033","PRINCE GEORGES","Patuxent","Patuxent River Basin","Non-Tidal Atm",1272.7989500000001,642.62420650000001,642.62420650000001,642.62420650000001,642.62420650000001,642.62420650000001,642.62420650000001,642.62420699999996,642.62420729999997]
["A24033XL3_4950_0000","24033","PRINCE GEORGES","Patuxent","Patuxent River Basin","Septic",0,6455.8198240000002,6758.8862300000001,6907.5048829999996,7007.7358400000003,7107.9409180000002,6521.8520509999998,5304.4857579999998,4334.8854439999996]
["A24033XL3_4950_0000","24033","PRINCE GEORGES","Patuxent","Patuxent River Basin","Stormwater",7666.9364320000004,8045.4033520000003,7772.5006100000001,7312.9930109999996,7663.2725209999999,7665.7664180000002,8502.6069329999991,6553.7153870000002,5741.1919049999997]
["A24033XL3_4950_0000","24033","PRINCE GEORGES","Patuxent","Patuxent River Basin","Wastewater",0,6.0900301929999996,6.0900301929999996,6.0900301929999996,6.0900301929999996,6.0900301929999996,6.0900301929999996,6.087029405,6.0850288800000003]
["A24033XL3_4951_0000","24033","PRINCE GEORGES","Patuxent","Patuxent River Basin","Agriculture",35748.15193,19630.63063,18475.326290000001,17718.17007,16633.78485,16226.935160000001,15334.65119,15379.864670000001,13316.22358]
["A24033XL3_4951_0000","24033","PRINCE GEORGES","Patuxent","Patuxent River Basin","Forest",13088.35583,13775.1211,13875.592409999999,13778.690549999999,13956.20246,14012.99884,13935.56299,13786.86556,13727.71434]
["A24033XL3_4951_0000","24033","PRINCE GEORGES","Patuxent","Patuxent River Basin","Non-Tidal Atm",626.15863039999999,316.1416016,316.1416016,316.1416016,316.1416016,316.1416016,316.1416016,316.14160170000002,316.14160179999999]
["A24033XL3_4951_0000","24033","PRINCE GEORGES","Patuxent","Patuxent River Basin","Septic",0,2294.8679200000001,2271.2639159999999,2261.3020019999999,2254.6608890000002,2248.0371089999999,1687.0040280000001,1759.9735539999999,1419.1133130000001]
["A24033XL3_4951_0000","24033","PRINCE GEORGES","Patuxent","Patuxent River Basin","Stormwater",3586.604797,2775.3447879999999,2743.5021360000001,2617.756531,2600.7871399999999,2587.7316890000002,2861.7453310000001,2309.2542939999998,2019.755733]
["A24033XL3_4951_0000","24033","PRINCE GEORGES","Patuxent","Patuxent River Basin","Wastewater",0,0,5.0564088820000004,6.0900301929999996,6.0900301929999996,6.0900301929999996,6.087110043,9.3228479610000008,12.167140679999999]
["A24033XL3_4952_0000","24033","PRINCE GEORGES","Patuxent","Patuxent River Basin","Agriculture",2974.2611139999999,1633.323441,1537.153485,1474.180501,1383.1567210000001,1349.9177930000001,1275.707114,1279.615814,1107.924033]
["A24033XL3_4952_0000","24033","PRINCE GEORGES","Patuxent","Patuxent River Basin","Forest",2997.4316410000001,2743.1817930000002,2757.4620049999999,2727.9734800000001,2748.9854810000002,2758.968018,2803.8553849999998,2739.5792649999999,2727.6574380000002]
["A24033XL3_4952_0000","24033","PRINCE GEORGES","Patuxent","Patuxent River Basin","Non-Tidal Atm",409.25,206.62649540000001,206.62649540000001,206.62649540000001,206.62649540000001,206.62649540000001,206.62649540000001,206.6264936,206.62649239999999]
["A24033XL3_4952_0000","24033","PRINCE GEORGES","Patuxent","Patuxent River Basin","Septic",0,2055.8190920000002,2028.1629640000001,2017.229004,2011.7619629999999,2000.843018,1238.156982,1570.8302450000001,1265.9417659999999]
["A24033XL3_4952_0000","24033","PRINCE GEORGES","Patuxent","Patuxent River Basin","Stormwater",2761.917023,2055.0695030000002,1997.5426789999999,1932.278069,1914.1907040000001,1903.99353,1780.1858520000001,1671.8254750000001,1454.680672]
["A24033XL3_4952_0000","24033","PRINCE GEORGES","Patuxent","Patuxent River Basin","Wastewater",0,0,0,0,0,0,0,0]
["A24033XU2_4330_4480","24033","PRINCE GEORGES","Patuxent","Patuxent River Basin","Agriculture",4.3366657460000004,2.3732878839999998,2.2501047129999998,2.1539437339999998,2.0315300469999999,1.9734378180000001,1.8575131979999999,2.1087900550000001,2.0145802829999999]
["A24033XU2_4330_4480","24033","PRINCE GEORGES","Patuxent","Patuxent River Basin","Forest",28.314182519999999,21.969055409999999,21.688628680000001,21.616562779999999,21.723579109999999,21.859789729999999,23.627555789999999,21.684063299999998,21.681019719999998]
["A24033XU2_4330_4480","24033","PRINCE GEORGES","Patuxent","Patuxent River Basin","Non-Tidal Atm",27.533319469999999,13.90130997,13.90130997,13.90130997,13.90130997,13.90130997,13.90130997,13.90131118,13.90131199]
["A24033XU2_4330_4480","24033","PRINCE GEORGES","Patuxent","Patuxent River Basin","Septic",3.9020988939999999,4.9691381449999996,5.0350470539999996,5.0684008599999997,5.0950798989999999,5.1284489630000003,4.6679301259999999,4.4222336560000004,4.0136913910000001]
["A24033XU2_4330_4480","24033","PRINCE GEORGES","Patuxent","Patuxent River Basin","Stormwater",51.243127440000002,49.321225200000001,48.855075050000004,45.328186510000002,44.988219260000001,44.935100319999997,38.339632389999998,44.727861709999999,41.976386150000003]
["A24033XU2_4330_4480","24033","PRINCE GEORGES","Patuxent","Patuxent River Basin","Wastewater",0,0,0,0,0,0,0,0]
["A24033XU2_4480_4650","24033","PRINCE GEORGES","Patuxent","Patuxent River Basin","Agriculture",2840.8117179999999,1557.7686100000001,1466.054664,1406.1588630000001,1320.049769,1287.829786,1217.2035550000001,1374.3367470000001,1313.1914690000001]
["A24033XU2_4480_4650","24033","PRINCE GEORGES","Patuxent","Patuxent River Basin","Forest",8859.5701900000004,5080.6562190000004,5078.2551579999999,5452.3398740000002,5560.3424990000003,5656.9304510000002,6367.0513460000002,5088.2688420000004,5094.9446310000003]
["A24033XU2_4480_4650","24033","PRINCE GEORGES","Patuxent","Patuxent River Basin","Non-Tidal Atm",129.37089539999999,65.318176269999995,65.318176269999995,65.318176269999995,65.318176269999995,65.318176269999995,65.318176269999995,65.318180150000003,65.318182730000004]
["A24033XU2_4480_4650","24033","PRINCE GEORGES","Patuxent","Patuxent River Basin","Septic",1943.5939940000001,1729.0770259999999,1735.589966,1738.30603,1739.6639399999999,1741.0310059999999,1840.4530030000001,1520.1806710000001,1376.574474]
["A24033XU2_4480_4650","24033","PRINCE GEORGES","Patuxent","Patuxent River Basin","Stormwater",57076.21918,50170.163050000003,47476.940979999999,43504.527150000002,42987.414380000002,43161.292359999999,39977.079230000003,43154.944839999996,40273.614090000003]
["A24033XU2_4480_4650","24033","PRINCE GEORGES","Patuxent","Patuxent River Basin","Wastewater",44906.050779999998,13326.349609999999,13519.450199999999,12905.349609999999,7554.625,9384.9726559999999,7615.0971680000002,35115.227890000002,49512.413009999997]
["A24033XU3_4650_0001","24033","PRINCE GEORGES","Patuxent","Patuxent River Basin","Agriculture",2358.2191979999998,1293.1572200000001,1235.325413,1185.973583,1107.862617,1081.267769,1022.470399,1129.8281930000001,1059.496713]
["A24033XU3_4650_0001","24033","PRINCE GEORGES","Patuxent","Patuxent River Basin","Forest",6025.7861329999996,4554.0661929999997,4451.4346009999999,4547.307922,4574.5196839999999,4614.4559790000003,5015.5973969999995,4445.327483,4441.2560709999998]
["A24033XU3_4650_0001","24033","PRINCE GEORGES","Patuxent","Patuxent River Basin","Non-Tidal Atm",47.115848540000002,23.788349149999998,23.788349149999998,23.788349149999998,23.788349149999998,23.788349149999998,23.788349149999998,23.788348790000001,23.788348549999998]
["A24033XU3_4650_0001","24033","PRINCE GEORGES","Patuxent","Patuxent River Basin","Septic",1278.855957,1635.7509769999999,1669.6319579999999,1676.128052,1691.6529539999999,1704.13501,1520.9139399999999,1415.1705959999999,1245.5296880000001]
["A24033XU3_4650_0001","24033","PRINCE GEORGES","Patuxent","Patuxent River Basin","Stormwater",16469.51067,15312.801299999999,15163.89644,13773.895710000001,13670.49662,13676.65906,11080.796480000001,13336.012940000001,12117.423940000001]
["A24033XU3_4650_0001","24033","PRINCE GEORGES","Patuxent","Patuxent River Basin","Wastewater",0,0,0,0,0,0,0,0]
["A24035EM2_3980_0001","24035","QUEEN ANNES","Choptank","Eastern Shore of Chesapeake Bay","Agriculture",7785.8295850000004,6537.4431969999996,5981.4604740000004,6176.4551439999996,6091.3851590000004,5949.776871,5135.9764299999997,5865.1116480000001,5787.5457640000004]
["A24035EM2_3980_0001","24035","QUEEN ANNES","Choptank","Eastern Shore of Chesapeake Bay","Forest",1261.944649,1236.0448080000001,1210.661762,1224.507114,1229.938553,1233.755688,1254.8455160000001,1224.496181,1233.7191270000001]
["A24035EM2_3980_0001","24035","QUEEN ANNES","Choptank","Eastern Shore of Chesapeake Bay","Non-Tidal Atm",0,0,0,0,0,0,0,0,0]
["A24035EM2_3980_0001","24035","QUEEN ANNES","Choptank","Eastern Shore of Chesapeake Bay","Septic",137.6036072,170.68490600000001,172.9208069,174.68640139999999,176.4458008,176.4748993,317.51309199999997,146.4460057,128.7961383]
["A24035EM2_3980_0001","24035","QUEEN ANNES","Choptank","Eastern Shore of Chesapeake Bay","Stormwater",266.604332,252.77206419999999,242.62251280000001,244.95148850000001,236.4568558,251.17364689999999,242.76495360000001,228.48735049999999,219.063909]
["A24035EM2_3980_0001","24035","QUEEN ANNES","Choptank","Eastern Shore of Chesapeake Bay","Wastewater",0,0,0,0,0,0,0,0]
["A24035EM2_4100_0001","24035","QUEEN ANNES","Choptank","Eastern Shore of Chesapeake Bay","Agriculture",299399.16810000001,251388.34330000001,213845.32759999999,223817.8609,217452.9711,212972.10430000001,183328.0846,195356.18470000001,183030.0895]
["A24035EM2_4100_0001","24035","QUEEN ANNES","Choptank","Eastern Shore of Chesapeake Bay","Forest",20516.82519,22763.561890000001,22479.29535,22829.64892,22961.017329999999,23164.56293,23350.130130000001,22671.726569999999,22800.014050000002]
["A24035EM2_4100_0001","24035","QUEEN ANNES","Choptank","Eastern Shore of Chesapeake Bay","Non-Tidal Atm",330.05578609999998,183.92219539999999,183.92219539999999,183.92219539999999,183.92219539999999,183.92219539999999,183.92219539999999,183.92223060000001,183.92225400000001]
["A24035EM2_4100_0001","24035","QUEEN ANNES","Choptank","Eastern Shore of Chesapeake Bay","Septic",0,3573.5061040000001,3617.2929690000001,3647.6079100000002,3671.3439939999998,3692.7229000000002,5652.4858400000003,2892.0247290000002,2408.512569]
["A24035EM2_4100_0001","24035","QUEEN ANNES","Choptank","Eastern Shore of Chesapeake Bay","Stormwater",7010.5420690000001,6604.3183360000003,6327.3373110000002,6267.9242089999998,6312.3225940000002,6390.6221699999996,8362.6728440000006,5587.9251039999999,5094.9836320000004]
["A24035EM2_4100_0001","24035","QUEEN ANNES","Choptank","Eastern Shore of Chesapeake Bay","Wastewater",0,2.210242987,4.4534020419999996,4.4534020419999996,4.4534020419999996,4.4534020419999996,4.4534020419999996,4.4512077640000003,4.4497449119999999]
["A24035EM2_4101_0000","24035","QUEEN ANNES","Choptank","Eastern Shore of Chesapeake Bay","Agriculture",57477.910060000002,48261.614959999999,41053.069170000002,42967.661829999997,42060.635979999999,40885.952510000003,35194.975440000002,32714.372749999999,27155.24181]
["A24035EM2_4101_0000","24035","QUEEN ANNES","Choptank","Eastern Shore of Chesapeake Bay","Forest",4083.0909120000001,4277.2203680000002,4215.7679900000003,4265.7972570000002,4279.4508820000001,4306.3915100000004,4592.9129789999997,4234.0015709999998,4246.1572910000004]
["A24035EM2_4101_0000","24035","QUEEN ANNES","Choptank","Eastern Shore of Chesapeake Bay","Non-Tidal Atm",173.2886963,96.564407349999996,96.564407349999996,96.564407349999996,96.564407349999996,96.564407349999996,96.564407349999996,96.564407189999997,96.564407090000003]
["A24035EM2_4101_0000","24035","QUEEN ANNES","Choptank","Eastern Shore of Chesapeake Bay","Septic",0,978.22357179999995,1020.559021,1037.275024,1057.36499,1080.469971,948.64697269999999,753.13453200000004,574.85153939999998]
["A24035EM2_4101_0000","24035","QUEEN ANNES","Choptank","Eastern Shore of Chesapeake Bay","Stormwater",2280.481385,2711.0382460000001,2626.3703380000002,2663.561706,2755.14354,2788.1643530000001,2265.601013,2184.917234,1890.615164]
["A24035EM2_4101_0000","24035","QUEEN ANNES","Choptank","Eastern Shore of Chesapeake Bay","Wastewater",0,0,0,0,0,0,0,0]
["A24035EU0_3700_0000","24035","QUEEN ANNES","Upper Eastern Shore","Eastern Shore of Chesapeake Bay","Agriculture",84923.595249999998,74545.556389999998,69896.794070000004,70976.634179999994,70086.95998,68395.346810000003,59244.267699999997,54412.079590000001,44088.936600000001]
["A24035EU0_3700_0000","24035","QUEEN ANNES","Upper Eastern Shore","Eastern Shore of Chesapeake Bay","Forest",2077.0231020000001,1811.6336289999999,1914.2277610000001,1945.0751499999999,1936.747543,1958.622597,3143.7322239999999,1919.708112,1923.36168]
["A24035EU0_3700_0000","24035","QUEEN ANNES","Upper Eastern Shore","Eastern Shore of Chesapeake Bay","Non-Tidal Atm",681.06811519999997,379.5224915,379.5224915,379.5224915,379.5224915,379.5224915,379.5224915,379.522491,379.52249060000003]
["A24035EU0_3700_0000","24035","QUEEN ANNES","Upper Eastern Shore","Eastern Shore of Chesapeake Bay","Septic",0,11868.259770000001,12269.299800000001,12494.87012,12492.20996,12519.01953,11060.719730000001,8871.1743729999998,6605.7574219999997]
["A24035EU0_3700_0000","24035","QUEEN ANNES","Upper Eastern Shore","Eastern Shore of Chesapeake Bay","Stormwater",10683.989680000001,12723.16367,12220.72118,12183.41107,12360.4491,12381.59778,9619.0924830000004,9859.533469,8285.4083260000007]
["A24035EU0_3700_0000","24035","QUEEN ANNES","Upper Eastern Shore","Eastern Shore of Chesapeake Bay","Wastewater",0,0,0,0,0,0,0,0]
["A24035EU0_3720_0000","24035","QUEEN ANNES","Upper Eastern Shore","Eastern Shore of Chesapeake Bay","Agriculture",47169.62803,41405.562460000001,35453.120900000002,36568.779090000004,35713.283880000003,34691.41633,29956.836500000001,26702.389739999999,20868.56897]
["A24035EU0_3720_0000","24035","QUEEN ANNES","Upper Eastern Shore","Eastern Shore of Chesapeake Bay","Forest",7170.5291129999996,6717.7349240000003,6615.260284,6686.0009460000001,6696.2362059999996,6710.3141169999999,6727.8012090000002,6637.8155919999999,6652.8524639999996]
["A24035EU0_3720_0000","24035","QUEEN ANNES","Upper Eastern Shore","Eastern Shore of Chesapeake Bay","Non-Tidal Atm",1241.2170410000001,691.66302489999998,691.66302489999998,691.66302489999998,691.66302489999998,691.66302489999998,691.66302489999998,691.66302710000002,691.6630285]
["A24035EU0_3720_0000","24035","QUEEN ANNES","Upper Eastern Shore","Eastern Shore of Chesapeake Bay","Septic",0,6660.8461909999996,6732.3291019999997,6780.1210940000001,6774.751953,6787.9448240000002,7637.8149409999996,4844.3761919999997,3585.740918]
["A24035EU0_3720_0000","24035","QUEEN ANNES","Upper Eastern Shore","Eastern Shore of Chesapeake Bay","Stormwater",5375.0476939999999,5482.2170290000004,5248.5937000000004,5247.0771489999997,5301.6650090000003,5391.1569680000002,5612.9226230000004,4252.3027430000002,3588.1087710000002]
["A24035EU0_3720_0000","24035","QUEEN ANNES","Upper Eastern Shore","Eastern Shore of Chesapeake Bay","Wastewater",0,0,0,0,0,0,0,0]
["A24035EU0_3721_0000","24035","QUEEN ANNES","Upper Eastern Shore","Eastern Shore of Chesapeake Bay","Agriculture",44503.049480000001,39063.966869999997,33449.056790000002,34500.158600000002,33567.158080000001,32729.158019999999,28266.130590000001,25191.998080000001,19687.292270000002]
["A24035EU0_3721_0000","24035","QUEEN ANNES","Upper Eastern Shore","Eastern Shore of Chesapeake Bay","Forest",3489.5065920000002,3714.7114569999999,3671.1857300000001,3724.7359470000001,3745.4771879999998,3767.8949889999999,3931.991806,3684.1222039999998,3692.7465200000001]
["A24035EU0_3721_0000","24035","QUEEN ANNES","Upper Eastern Shore","Eastern Shore of Chesapeake Bay","Non-Tidal Atm",205.52549740000001,114.52819820000001,114.52819820000001,114.52819820000001,114.52819820000001,114.52819820000001,114.52819820000001,114.52819820000001,114.52819820000001]
["A24035EU0_3721_0000","24035","QUEEN ANNES","Upper Eastern Shore","Eastern Shore of Chesapeake Bay","Septic",0,1655.4580080000001,1698.1779790000001,1727.9799800000001,1736.5810550000001,1745.246948,1586.8389890000001,1226.506699,912.05917969999996]
["A24035EU0_3721_0000","24035","QUEEN ANNES","Upper Eastern Shore","Eastern Shore of Chesapeake Bay","Stormwater",2097.03701,2002.8129879999999,1915.550659,1902.547012,1888.641697,1947.0536810000001,1776.4552610000001,1544.916737,1297.827456]
["A24035EU0_3721_0000","24035","QUEEN ANNES","Upper Eastern Shore","Eastern Shore of Chesapeake Bay","Wastewater",0,0,0,0,0,0,0,0]
["A24035EU0_3722_0000","24035","QUEEN ANNES","Upper Eastern Shore","Eastern Shore of Chesapeake Bay","Agriculture",146489.22039999999,128588.6814,110106.81819999999,113568.4347,110844.34639999999,107738.4183,93040.663669999994,82926.966329999996,64807.06508]
["A24035EU0_3722_0000","24035","QUEEN ANNES","Upper Eastern Shore","Eastern Shore of Chesapeake Bay","Forest",10866.926390000001,11737.85254,11597.316220000001,11764.407869999999,11854.86047,11915.606320000001,12237.94953,11638.25863,11665.55357]
["A24035EU0_3722_0000","24035","QUEEN ANNES","Upper Eastern Shore","Eastern Shore of Chesapeake Bay","Non-Tidal Atm",310.29959109999999,172.9131927,172.9131927,172.9131927,172.9131927,172.9131927,172.9131927,172.9131955,172.91319730000001]
["A24035EU0_3722_0000","24035","QUEEN ANNES","Upper Eastern Shore","Eastern Shore of Chesapeake Bay","Septic",2285.193115,2694.8029790000001,2707.0510250000002,2718.218018,2732.693115,2744.2858890000002,3317.5339359999998,1944.752197,1436.5529790000001]
["A24035EU0_3722_0000","24035","QUEEN ANNES","Upper Eastern Shore","Eastern Shore of Chesapeake Bay","Stormwater",5652.950879,5354.4603189999998,5123.288826,5133.3270270000003,4968.8441160000002,5254.5629730000001,5342.6531100000002,4167.3781330000002,3530.1043370000002]
["A24035EU0_3722_0000","24035","QUEEN ANNES","Upper Eastern Shore","Eastern Shore of Chesapeake Bay","Wastewater",2578.6621089999999,3369.7299800000001,3042.6210940000001,2232.0119629999999,1786.9990230000001,1486.9479980000001,1697.633057,3189.2017139999998,3286.9221280000002]
["A24035EU0_3830_0001","24035","QUEEN ANNES","Upper Eastern Shore","Eastern Shore of Chesapeake Bay","Agriculture",88916.791530000002,78051.857999999993,66832.191390000007,68932.682090000002,67171.47077,65395.141519999997,56474.779560000003,55479.60871,47911.220260000002]
["A24035EU0_3830_0001","24035","QUEEN ANNES","Upper Eastern Shore","Eastern Shore of Chesapeake Bay","Forest",7624.0928350000004,8020.1141660000003,7912.1284489999998,8018.7336740000001,8077.0006100000001,8115.524872,8389.1860039999992,7962.4496929999996,7995.9971889999997]
["A24035EU0_3830_0001","24035","QUEEN ANNES","Upper Eastern Shore","Eastern Shore of Chesapeake Bay","Non-Tidal Atm",580.65527340000006,323.56781009999997,323.56781009999997,323.56781009999997,323.56781009999997,323.56781009999997,323.56781009999997,323.56781849999999,323.5678241]
["A24035EU0_3830_0001","24035","QUEEN ANNES","Upper Eastern Shore","Eastern Shore of Chesapeake Bay","Septic",1082.7989500000001,1234.0729980000001,1227.615967,1227.6639399999999,1226.3420410000001,1231.8969729999999,1684.262939,935.38549620000003,740.56518240000003]
["A24035EU0_3830_0001","24035","QUEEN ANNES","Upper Eastern Shore","Eastern Shore of Chesapeake Bay","Stormwater",3873.2937310000002,3649.9484389999998,3493.0969850000001,3510.6259209999998,3377.7949960000001,3580.8159310000001,3380.0958799999999,3004.770235,2679.2190679999999]
["A24035EU0_3830_0001","24035","QUEEN ANNES","Upper Eastern Shore","Eastern Shore of Chesapeake Bay","Wastewater",0,0,0,0,0,0,0,0]
["A24035EU0_4030_0000","24035","QUEEN ANNES","Upper Eastern Shore","Eastern Shore of Chesapeake Bay","Agriculture",342097.67509999999,300290.3259,257133.7874,265214.76189999998,258073.04269999999,251600.56330000001,217276.85699999999,193660.09669999999,151344.30300000001]
["A24035EU0_4030_0000","24035","QUEEN ANNES","Upper Eastern Shore","Eastern Shore of Chesapeake Bay","Forest",24766.24195,26646.567139999999,26302.641230000001,26712.16419,26842.446660000001,27045.475350000001,27692.190549999999,26396.164410000001,26458.513190000001]
["A24035EU0_4030_0000","24035","QUEEN ANNES","Upper Eastern Shore","Eastern Shore of Chesapeake Bay","Non-Tidal Atm",1910.1979980000001,1064.4499510000001,1064.4499510000001,1064.4499510000001,1064.4499510000001,1064.4499510000001,1064.4499510000001,1064.449946,1064.449942]
["A24035EU0_4030_0000","24035","QUEEN ANNES","Upper Eastern Shore","Eastern Shore of Chesapeake Bay","Septic",4053.876953,4959.3461909999996,5056.6020509999998,5102.8779299999997,5142.7211909999996,5167.2270509999998,6961.5039059999999,3645.966367,2705.542578]
["A24035EU0_4030_0000","24035","QUEEN ANNES","Upper Eastern Shore","Eastern Shore of Chesapeake Bay","Stormwater",13197.93764,13156.52824,12797.607379999999,12616.99719,12714.83743,12933.026669999999,13721.98749,10310.002990000001,8651.6000660000009]
["A24035EU0_4030_0000","24035","QUEEN ANNES","Upper Eastern Shore","Eastern Shore of Chesapeake Bay","Wastewater",2962.7170409999999,3396.5139159999999,5372.9018550000001,4969.8881840000004,4556.4291990000002,4162.6572269999997,5090.1430659999996,5407.5656440000002,5430.6748369999996]
["A24035EU0_4120_0000","24035","QUEEN ANNES","Upper Eastern Shore","Eastern Shore of Chesapeake Bay","Agriculture",6031.2738929999996,5294.7577849999998,4965.215854,5040.5011800000002,4973.9788399999998,4857.7721499999998,4207.0739020000001,3865.2103040000002,3131.8732719999998]
["A24035EU0_4120_0000","24035","QUEEN ANNES","Upper Eastern Shore","Eastern Shore of Chesapeake Bay","Forest",131.62899200000001,208.34202859999999,209.6040711,214.90390590000001,217.720294,221.32230279999999,269.52839760000001,210.38856089999999,210.91155420000001]
["A24035EU0_4120_0000","24035","QUEEN ANNES","Upper Eastern Shore","Eastern Shore of Chesapeake Bay","Non-Tidal Atm",48.364261630000001,26.95079041,26.95079041,26.95079041,26.95079041,26.95079041,26.95079041,26.950790340000001,26.950790300000001]
["A24035EU0_4120_0000","24035","QUEEN ANNES","Upper Eastern Shore","Eastern Shore of Chesapeake Bay","Septic",0,54.966838840000001,55.979110720000001,56.687709810000001,56.706459049999999,56.707218169999997,0,40.346530309999999,29.92481003]
["A24035EU0_4120_0000","24035","QUEEN ANNES","Upper Eastern Shore","Eastern Shore of Chesapeake Bay","Stormwater",106.2174449,103.6450806,99.147155760000004,95.902153010000006,95.512447350000002,97.390758520000006,0,78.507035680000001,64.746955619999994]
["A24035EU0_4120_0000","24035","QUEEN ANNES","Upper Eastern Shore","Eastern Shore of Chesapeake Bay","Wastewater",3006.2089839999999,3837.6640630000002,7912.9018550000001,6491.1479490000002,5108.3339839999999,4938.544922,3912.030029,5960.9848220000003,4659.7067999999999]
["A24035EU0_4121_0000","24035","QUEEN ANNES","Upper Eastern Shore","Eastern Shore of Chesapeake Bay","Agriculture",7115.6774999999998,6244.9128339999997,5855.8121259999998,5947.6427480000002,5872.6978019999997,5730.4032729999999,4963.412104,4558.9247340000002,3694.3331389999998]
["A24035EU0_4121_0000","24035","QUEEN ANNES","Upper Eastern Shore","Eastern Shore of Chesapeake Bay","Forest",850.77136989999997,373.33892630000003,357.20520210000001,363.33540249999999,346.11056330000002,331.91844279999998,327.76860909999999,358.01200699999998,358.54987690000002]
["A24035EU0_4121_0000","24035","QUEEN ANNES","Upper Eastern Shore","Eastern Shore of Chesapeake Bay","Non-Tidal Atm",1241.2170410000001,691.66302489999998,691.66302489999998,691.66302489999998,691.66302489999998,691.66302489999998,691.66302489999998,691.66302710000002,691.6630285]
["A24035EU0_4121_0000","24035","QUEEN ANNES","Upper Eastern Shore","Eastern Shore of Chesapeake Bay","Septic",131.9131012,248.51890560000001,252.05090329999999,254.75700380000001,256.1220093,257.50228879999997,695.76831049999998,181.50255250000001,134.47031860000001]
["A24035EU0_4121_0000","24035","QUEEN ANNES","Upper Eastern Shore","Eastern Shore of Chesapeake Bay","Stormwater",5101.218691,5230.7060730000003,5192.5666060000003,5093.641541,5199.4138789999997,5290.01361,5070.0460210000001,4192.3552900000004,3525.5477460000002]
["A24035EU0_4121_0000","24035","QUEEN ANNES","Upper Eastern Shore","Eastern Shore of Chesapeake Bay","Wastewater",0,0,0,0,0,0,0,0]
["A24035EU0_4122_0000","24035","QUEEN ANNES","Upper Eastern Shore","Eastern Shore of Chesapeake Bay","Agriculture",98477.230079999994,86443.718099999998,81053.391730000003,82305.046749999994,81366.701050000003,79312.076019999993,68701.083849999995,63096.520199999999,51125.272519999999]
["A24035EU0_4122_0000","24035","QUEEN ANNES","Upper Eastern Shore","Eastern Shore of Chesapeake Bay","Forest",11154.74445,10242.769840000001,10074.135319999999,10193.886780000001,10153.13193,10159.459870000001,9744.5013429999999,10108.10943,10130.75885]
["A24035EU0_4122_0000","24035","QUEEN ANNES","Upper Eastern Shore","Eastern Shore of Chesapeake Bay","Non-Tidal Atm",3002.3168949999999,1673.029053,1673.029053,1673.029053,1673.029053,1673.029053,1673.029053,1673.0290789999999,1673.029096]
["A24035EU0_4122_0000","24035","QUEEN ANNES","Upper Eastern Shore","Eastern Shore of Chesapeake Bay","Septic",2569.3789059999999,3774.2028810000002,3950.2539059999999,4050.8239749999998,4097.9150390000004,4152.9492190000001,4524.7919920000004,2862.845049,2137.9058110000001]
["A24035EU0_4122_0000","24035","QUEEN ANNES","Upper Eastern Shore","Eastern Shore of Chesapeake Bay","Stormwater",13940.916670000001,15076.12745,14686.22328,14509.183800000001,14999.354530000001,15262.16361,17179.646390000002,11843.07019,9947.6347960000003]
["A24035EU0_4122_0000","24035","QUEEN ANNES","Upper Eastern Shore","Eastern Shore of Chesapeake Bay","Wastewater",0,0,0,0,0,0,0,0]
["A24035EU0_4124_0000","24035","QUEEN ANNES","Upper Eastern Shore","Eastern Shore of Chesapeake Bay","Agriculture",3336.648999,2928.2360189999999,2708.522054,2685.2620980000002,2621.461076,2524.1393840000001,2327.6974110000001,2086.116301,1671.179132]
["A24035EU0_4124_0000","24035","QUEEN ANNES","Upper Eastern Shore","Eastern Shore of Chesapeake Bay","Forest",167.38285730000001,1.77886758,10.575810430000001,13.201279639999999,14.429360389999999,18.439569469999999,98.235057830000002,10.575810410000001,10.575810389999999]
["A24035EU0_4124_0000","24035","QUEEN ANNES","Upper Eastern Shore","Eastern Shore of Chesapeake Bay","Non-Tidal Atm",564.18939209999996,314.39230350000003,314.39230350000003,314.39230350000003,314.39230350000003,314.39230350000003,314.39230350000003,314.39230209999999,314.39230120000002]
["A24035EU0_4124_0000","24035","QUEEN ANNES","Upper Eastern Shore","Eastern Shore of Chesapeake Bay","Septic",0,978.40338129999998,992.30859380000004,1006.512024,1019.085999,1040.2669679999999,638.13372800000002,715.67874029999996,531.2588379]
["A24035EU0_4124_0000","24035","QUEEN ANNES","Upper Eastern Shore","Eastern Shore of Chesapeake Bay","Stormwater",922.44338230000005,1327.5613780000001,1270.7699660000001,1288.6788100000001,1304.88382,1343.7444989999999,998.96524039999997,1039.2737990000001,884.94302049999999]
["A24035EU0_4124_0000","24035","QUEEN ANNES","Upper Eastern Shore","Eastern Shore of Chesapeake Bay","Wastewater",0,0,0,0,0,0,0,0]
["A24035EU0_4260_0000","24035","QUEEN ANNES","Upper Eastern Shore","Eastern Shore of Chesapeake Bay","Agriculture",159194.4982,139739.8181,119656.6439,123415.72809999999,120526.4151,117082.6342,101108.6593,90118.645260000005,70426.646179999996]
["A24035EU0_4260_0000","24035","QUEEN ANNES","Upper Eastern Shore","Eastern Shore of Chesapeake Bay","Forest",11431.566279999999,10581.291869999999,10394.222540000001,10464.805200000001,10454.380709999999,10459.74079,10287.068149999999,10427.675149999999,10449.9769]
["A24035EU0_4260_0000","24035","QUEEN ANNES","Upper Eastern Shore","Eastern Shore of Chesapeake Bay","Non-Tidal Atm",789.86511229999996,440.14920039999998,440.14920039999998,440.14920039999998,440.14920039999998,440.14920039999998,440.14920039999998,440.14920219999999,440.14920339999998]
["A24035EU0_4260_0000","24035","QUEEN ANNES","Upper Eastern Shore","Eastern Shore of Chesapeake Bay","Septic",1877.9289550000001,3359.969971,3587.123047,3706.9479980000001,3768.5810550000001,3848.9008789999998,3883.8701169999999,2610.3715040000002,1959.2038090000001]
["A24035EU0_4260_0000","24035","QUEEN ANNES","Upper Eastern Shore","Eastern Shore of Chesapeake Bay","Stormwater",12733.225420000001,16879.545600000001,16560.46831,16808.952509999999,17175.57058,17709.166369999999,19785.869900000002,13603.69903,11632.51951]
["A24035EU0_4260_0000","24035","QUEEN ANNES","Upper Eastern Shore","Eastern Shore of Chesapeake Bay","Wastewater",15156.418809999999,2456.4595800000002,2702.7574319999999,1953.2154390000001,1068.967697,985.00437929999998,1875.4930420000001,2953.327272,3120.3738320000002]
["A24035EU0_4470_0000","24035","QUEEN ANNES","Upper Eastern Shore","Eastern Shore of Chesapeake Bay","Agriculture",145317.57449999999,127558.4135,109226.59699999999,112658.2022,109601.5943,106877.8927,92295.51715,82263.434569999998,64287.992969999999]
["A24035EU0_4470_0000","24035","QUEEN ANNES","Upper Eastern Shore","Eastern Shore of Chesapeake Bay","Forest",11596.97357,11775.590889999999,11603.695369999999,11739.718989999999,11766.659610000001,11845.541929999999,12350.62622,11643.813990000001,11670.559730000001]
["A24035EU0_4470_0000","24035","QUEEN ANNES","Upper Eastern Shore","Eastern Shore of Chesapeake Bay","Non-Tidal Atm",1511.234009,842.12902829999996,842.12902829999996,842.12902829999996,842.12902829999996,842.12902829999996,842.12902829999996,842.12903059999996,842.12903210000002]
["A24035EU0_4470_0000","24035","QUEEN ANNES","Upper Eastern Shore","Eastern Shore of Chesapeake Bay","Septic",0,3790.9108890000002,3948.218018,4041.6489259999998,4114.3652339999999,4182.9150390000004,4274.4609380000002,2859.1543849999998,2133.1119629999998]
["A24035EU0_4470_0000","24035","QUEEN ANNES","Upper Eastern Shore","Eastern Shore of Chesapeake Bay","Stormwater",7061.486825,8238.3709340000005,7984.5603709999996,8030.5744629999999,8200.145203,8311.8743599999998,7730.3053929999996,6486.3343020000002,5487.5169230000001]
["A24035EU0_4470_0000","24035","QUEEN ANNES","Upper Eastern Shore","Eastern Shore of Chesapeake Bay","Wastewater",82.297706599999998,334.89810180000001,237.25410460000001,223.96629329999999,221.809494,240.74380489999999,7126.5227969999996,588.28236179999999,822.30119999999999]
["A24035EU0_4471_0000","24035","QUEEN ANNES","Upper Eastern Shore","Eastern Shore of Chesapeake Bay","Agriculture",59736.097320000001,52436.297229999996,44899.330999999998,46311.90999,45052.715830000001,43933.746400000004,37940.027249999999,33816.459970000004,26427.879290000001]
["A24035EU0_4471_0000","24035","QUEEN ANNES","Upper Eastern Shore","Eastern Shore of Chesapeake Bay","Forest",5730.8062440000003,5696.2274170000001,5639.5769499999997,5736.3175510000001,5728.8095549999998,5753.9990690000004,5764.9375920000002,5659.571758,5672.9016309999997]
["A24035EU0_4471_0000","24035","QUEEN ANNES","Upper Eastern Shore","Eastern Shore of Chesapeake Bay","Non-Tidal Atm",523.8887939,291.93490600000001,291.93490600000001,291.93490600000001,291.93490600000001,291.93490600000001,291.93490600000001,291.93490420000001,291.93490300000002]
["A24035EU0_4471_0000","24035","QUEEN ANNES","Upper Eastern Shore","Eastern Shore of Chesapeake Bay","Septic",0,3785.5629880000001,3854.8559570000002,3892.8679200000001,3903.0581050000001,3913.4760740000002,4639.5991210000002,2777.5615229999999,2059.3652339999999]
["A24035EU0_4471_0000","24035","QUEEN ANNES","Upper Eastern Shore","Eastern Shore of Chesapeake Bay","Stormwater",5484.4712470000004,5425.9630859999997,5187.2982240000001,5002.5839839999999,5200.3351739999998,5299.94481,5781.3305970000001,4090.8860439999999,3359.9445909999999]
["A24035EU0_4471_0000","24035","QUEEN ANNES","Upper Eastern Shore","Eastern Shore of Chesapeake Bay","Wastewater",0,0,0,0,0,0,0,0]
["A24035EU0_4472_0000","24035","QUEEN ANNES","Upper Eastern Shore","Eastern Shore of Chesapeake Bay","Agriculture",24156.180520000002,21204.127400000001,18156.917829999999,18727.988840000002,18319.956600000001,17767.06178,15342.74224,13674.552680000001,10686.30925]
["A24035EU0_4472_0000","24035","QUEEN ANNES","Upper Eastern Shore","Eastern Shore of Chesapeake Bay","Forest",1812.344513,1930.3584820000001,1911.0041349999999,1941.6835169999999,1953.2484509999999,1965.9029390000001,2087.1103969999999,1917.778748,1922.2951559999999]
["A24035EU0_4472_0000","24035","QUEEN ANNES","Upper Eastern Shore","Eastern Shore of Chesapeake Bay","Non-Tidal Atm",302.25399779999998,168.4297943,168.4297943,168.4297943,168.4297943,168.4297943,168.4297943,168.4297924,168.42979120000001]
["A24035EU0_4472_0000","24035","QUEEN ANNES","Upper Eastern Shore","Eastern Shore of Chesapeake Bay","Septic",0,257.68188479999998,258.8016968,257.03311159999998,257.42410280000001,258.2549133,515.15850829999999,185.9697754,137.41516110000001]
["A24035EU0_4472_0000","24035","QUEEN ANNES","Upper Eastern Shore","Eastern Shore of Chesapeake Bay","Stormwater",1570.230759,1443.2470860000001,1383.040962,1356.866892,1358.4802440000001,1374.4383130000001,1224.7714920000001,1110.9303190000001,929.52322279999998]
["A24035EU0_4472_0000","24035","QUEEN ANNES","Upper Eastern Shore","Eastern Shore of Chesapeake Bay","Wastewater",0,0,0,0,0,0,0,0]
["A24035EU0_4473_0000","24035","QUEEN ANNES","Upper Eastern Shore","Eastern Shore of Chesapeake Bay","Agriculture",75320.379790000006,66116.924079999997,57752.798719999999,59355.360309999996,58108.478539999996,56508.478719999999,48833.108099999998,43776.440479999997,34458.868320000001]
["A24035EU0_4473_0000","24035","QUEEN ANNES","Upper Eastern Shore","Eastern Shore of Chesapeake Bay","Forest",4836.74701,4915.8374940000003,4958.1219639999999,5076.8051759999998,5123.5657499999998,5150.3037420000001,5392.6561730000003,4975.7402949999996,4987.4858489999997]
["A24035EU0_4473_0000","24035","QUEEN ANNES","Upper Eastern Shore","Eastern Shore of Chesapeake Bay","Non-Tidal Atm",725.39147949999995,404.22149660000002,404.22149660000002,404.22149660000002,404.22149660000002,404.22149660000002,404.22149660000002,404.22149519999999,404.22149430000002]
["A24035EU0_4473_0000","24035","QUEEN ANNES","Upper Eastern Shore","Eastern Shore of Chesapeake Bay","Septic",7453.4370120000003,8526.9257809999999,8476.21875,8440.4853519999997,8395.4599610000005,8398.8085940000001,8863.484375,6079.0236329999998,4480.8935549999997]
["A24035EU0_4473_0000","24035","QUEEN ANNES","Upper Eastern Shore","Eastern Shore of Chesapeake Bay","Stormwater",13646.686530000001,12776.3621,12214.53975,11773.40503,11671.102779999999,11788.319090000001,11716.00733,9626.0080190000008,7900.3202019999999]
["A24035EU0_4473_0000","24035","QUEEN ANNES","Upper Eastern Shore","Eastern Shore of Chesapeake Bay","Wastewater",0,0,0,0,0,0,0,0]
["A24035EU0_4474_0000","24035","QUEEN ANNES","Upper Eastern Shore","Eastern Shore of Chesapeake Bay","Agriculture",46787.270349999999,41069.524680000002,35872.796849999999,36871.544679999999,36104.370819999996,35102.276210000004,30334.279709999999,27192.501029999999,21405.637149999999]
["A24035EU0_4474_0000","24035","QUEEN ANNES","Upper Eastern Shore","Eastern Shore of Chesapeake Bay","Forest",3143.8520819999999,3363.362091,3341.4933249999999,3384.143525,3399.8385159999998,3428.475128,3589.0678560000001,3353.2272509999998,3361.0498689999999]
["A24035EU0_4474_0000","24035","QUEEN ANNES","Upper Eastern Shore","Eastern Shore of Chesapeake Bay","Non-Tidal Atm",1261.366943,702.89160159999994,702.89160159999994,702.89160159999994,702.89160159999994,702.89160159999994,702.89160159999994,702.89160059999995,702.89160000000004]
["A24035EU0_4474_0000","24035","QUEEN ANNES","Upper Eastern Shore","Eastern Shore of Chesapeake Bay","Septic",0,3030.4169919999999,3028.7429200000001,3018.165039,2995.3640140000002,2991.2770999999998,2683.998047,2172.9812010000001,1602.473389]
["A24035EU0_4474_0000","24035","QUEEN ANNES","Upper Eastern Shore","Eastern Shore of Chesapeake Bay","Stormwater",3027.1325689999999,2975.9079590000001,2844.0795290000001,2839.6921080000002,2888.3780059999999,2885.0865399999998,2740.6615969999998,2280.7887770000002,1905.26161]
["A24035EU0_4474_0000","24035","QUEEN ANNES","Upper Eastern Shore","Eastern Shore of Chesapeake Bay","Wastewater",1071.9930420000001,1071.9930420000001,1071.9930420000001,1071.9930420000001,1071.9930420000001,1071.9930420000001,0,1071.024964,1070.379578]
["A24035EU0_4475_0000","24035","QUEEN ANNES","Upper Eastern Shore","Eastern Shore of Chesapeake Bay","Agriculture",7338.1105399999997,6440.5312999999996,5513.5532499999999,5689.0909490000004,5535.8452809999999,5396.383922,4661.6161069999998,4153.0014840000003,3245.9669730000001]
["A24035EU0_4475_0000","24035","QUEEN ANNES","Upper Eastern Shore","Eastern Shore of Chesapeake Bay","Forest",194.45512579999999,249.48695090000001,246.0083218,248.36892130000001,248.2323427,251.2971163,309.87358380000001,246.82551950000001,247.370318]
["A24035EU0_4475_0000","24035","QUEEN ANNES","Upper Eastern Shore","Eastern Shore of Chesapeake Bay","Non-Tidal Atm",0,0,0,0,0,0,0,0,0]
["A24035EU0_4475_0000","24035","QUEEN ANNES","Upper Eastern Shore","Eastern Shore of Chesapeake Bay","Septic",0,30.160379410000001,33.008781429999999,34.55690002,36.754249569999999,38.93305969,57.600688929999997,24.144772029999999,18.235432429999999]
["A24035EU0_4475_0000","24035","QUEEN ANNES","Upper Eastern Shore","Eastern Shore of Chesapeake Bay","Stormwater",47.749408719999998,176.25316810000001,179.8171692,192.9048119,207.70088770000001,215.45598609999999,81.695510780000006,152.5098505,134.3049714]
["A24035EU0_4475_0000","24035","QUEEN ANNES","Upper Eastern Shore","Eastern Shore of Chesapeake Bay","Wastewater",0,0,0,0,0,0,0,0]
["A24035EU0_4490_0000","24035","QUEEN ANNES","Upper Eastern Shore","Eastern Shore of Chesapeake Bay","Agriculture",7463.2563099999998,6550.7583850000001,6141.6336179999998,6238.5239410000004,6154.6524099999997,6011.5775590000003,5204.9513059999999,4781.6583350000001,3875.008147]
["A24035EU0_4490_0000","24035","QUEEN ANNES","Upper Eastern Shore","Eastern Shore of Chesapeake Bay","Forest",984.97130589999995,216.68924720000001,218.62875550000001,209.31725789999999,188.38176110000001,177.25593950000001,270.6799173,218.60180740000001,218.583842]
["A24035EU0_4490_0000","24035","QUEEN ANNES","Upper Eastern Shore","Eastern Shore of Chesapeake Bay","Non-Tidal Atm",781.80139159999999,435.65570070000001,435.65570070000001,435.65570070000001,435.65570070000001,435.65570070000001,435.65570070000001,435.65570059999999,435.65570059999999]
["A24035EU0_4490_0000","24035","QUEEN ANNES","Upper Eastern Shore","Eastern Shore of Chesapeake Bay","Septic",493.528595,1161.859009,1179.276001,1112.885986,1190.2060550000001,1174.7769780000001,1257.781982,848.51713870000003,628.01123050000001]
["A24035EU0_4490_0000","24035","QUEEN ANNES","Upper Eastern Shore","Eastern Shore of Chesapeake Bay","Stormwater",3291.628561,4778.2562090000001,4616.9106080000001,4592.2420940000002,4702.8027910000001,4770.157518,4472.0377829999998,3733.0197669999998,3143.7592060000002]
["A24035EU0_4490_0000","24035","QUEEN ANNES","Upper Eastern Shore","Eastern Shore of Chesapeake Bay","Wastewater",37775.820310000003,73529.09375,14935.349609999999,14089.740229999999,9172.8359380000002,10217.660159999999,15459.780269999999,27902.171839999999,36546.720000000001]
["A24035EU0_4491_0000","24035","QUEEN ANNES","Upper Eastern Shore","Eastern Shore of Chesapeake Bay","Agriculture",12560.27579,11025.700070000001,10336.86902,10498.96371,10357.527319999999,10116.30097,8764.0302219999994,8047.4455889999999,6521.1632989999998]
["A24035EU0_4491_0000","24035","QUEEN ANNES","Upper Eastern Shore","Eastern Shore of Chesapeake Bay","Forest",2751.469208,1451.71965,1539.664802,1552.9174,1520.5559390000001,1465.8341250000001,1728.3366470000001,1543.274175,1545.680423]
["A24035EU0_4491_0000","24035","QUEEN ANNES","Upper Eastern Shore","Eastern Shore of Chesapeake Bay","Non-Tidal Atm",3340.8310550000001,1861.665039,1861.665039,1861.665039,1861.665039,1861.665039,1861.665039,1861.6650669999999,1861.6650850000001]
["A24035EU0_4491_0000","24035","QUEEN ANNES","Upper Eastern Shore","Eastern Shore of Chesapeake Bay","Septic",11671.509770000001,17085.960940000001,17202.91992,17328.609380000002,17195.810549999998,17232.349610000001,17140.119139999999,12369.214690000001,9146.7445310000003]
["A24035EU0_4491_0000","24035","QUEEN ANNES","Upper Eastern Shore","Eastern Shore of Chesapeake Bay","Stormwater",16134.94464,16133.783090000001,15405.959049999999,15204.631659999999,15302.42591,15601.03443,14511.44946,12367.57906,10341.992399999999]
["A24035EU0_4491_0000","24035","QUEEN ANNES","Upper Eastern Shore","Eastern Shore of Chesapeake Bay","Wastewater",0,0,0,0,0,0,0,0]
["A24035EU0_4610_0000","24035","QUEEN ANNES","Upper Eastern Shore","Eastern Shore of Chesapeake Bay","Agriculture",29529.540359999999,25922.277760000001,24304.420279999998,24682.102060000001,24346.798650000001,23782.591390000001,20601.350279999999,18920.999779999998,15332.05278]
["A24035EU0_4610_0000","24035","QUEEN ANNES","Upper Eastern Shore","Eastern Shore of Chesapeake Bay","Forest",7976.3507689999997,5777.1904599999998,5662.4016419999998,5707.6027990000002,5629.7122650000001,5588.6172329999999,5860.9452670000001,5680.1193579999999,5691.9311680000001]
["A24035EU0_4610_0000","24035","QUEEN ANNES","Upper Eastern Shore","Eastern Shore of Chesapeake Bay","Non-Tidal Atm",3131.264893,1744.88501,1744.88501,1744.88501,1744.88501,1744.88501,1744.88501,1744.8849909999999,1744.8849789999999]
["A24035EU0_4610_0000","24035","QUEEN ANNES","Upper Eastern Shore","Eastern Shore of Chesapeake Bay","Septic",3323.0859380000002,5601.4130859999996,5810.0429690000001,5924.0532229999999,5922.7241210000002,5945.1840819999998,6075.5927730000003,4203.8263280000001,3133.015234]
["A24035EU0_4610_0000","24035","QUEEN ANNES","Upper Eastern Shore","Eastern Shore of Chesapeake Bay","Stormwater",13325.57668,15900.226989999999,15507.341280000001,15274.592049999999,15706.37451,16022.89575,14942.778899999999,12437.23472,10390.497009999999]
["A24035EU0_4610_0000","24035","QUEEN ANNES","Upper Eastern Shore","Eastern Shore of Chesapeake Bay","Wastewater",0,0,0,0,0,0,0,0]
["A24035EU0_4872_0000","24035","QUEEN ANNES","Upper Eastern Shore","Eastern Shore of Chesapeake Bay","Agriculture",61775.759489999997,54226.257149999998,47366.258300000001,48683.397250000002,47657.591760000003,46345.748169999999,40052.960379999997,35904.408040000002,28263.17454]
["A24035EU0_4872_0000","24035","QUEEN ANNES","Upper Eastern Shore","Eastern Shore of Chesapeake Bay","Forest",7625.1505120000002,3827.863327,3975.12799,3942.9599760000001,3861.342987,3721.1022029999999,4160.7577979999996,3983.061142,3988.349909]
["A24035EU0_4872_0000","24035","QUEEN ANNES","Upper Eastern Shore","Eastern Shore of Chesapeake Bay","Non-Tidal Atm",3385.1540530000002,1886.364014,1886.364014,1886.364014,1886.364014,1886.364014,1886.364014,1886.3639860000001,1886.363967]
["A24035EU0_4872_0000","24035","QUEEN ANNES","Upper Eastern Shore","Eastern Shore of Chesapeake Bay","Septic",16232.530269999999,24558.339840000001,25159.789059999999,25554.710940000001,25577.970700000002,25704.160159999999,25398.630860000001,18156.758989999998,13488.072270000001]
["A24035EU0_4872_0000","24035","QUEEN ANNES","Upper Eastern Shore","Eastern Shore of Chesapeake Bay","Stormwater",34351.448729999996,38539.480920000002,36830.615339999997,36741.500569999997,37092.972170000001,37957.09549,35992.301639999998,29774.17051,25069.873960000001]
["A24035EU0_4872_0000","24035","QUEEN ANNES","Upper Eastern Shore","Eastern Shore of Chesapeake Bay","Wastewater",0,0,0,0,0,0,0,0]
["A24035EU2_3520_0001","24035","QUEEN ANNES","Upper Eastern Shore","Eastern Shore of Chesapeake Bay","Agriculture",79777.432960000006,70027.770499999999,59964.449540000001,61849.184289999997,60162.559139999998,58674.052369999998,50669.078090000003,48736.926769999998,41251.91158]
["A24035EU2_3520_0001","24035","QUEEN ANNES","Upper Eastern Shore","Eastern Shore of Chesapeake Bay","Forest",10314.019899999999,10289.519469999999,10107.67517,10246.887059999999,10283.381230000001,10341.24567,10783.843559999999,10165.73604,10204.44328]
["A24035EU2_3520_0001","24035","QUEEN ANNES","Upper Eastern Shore","Eastern Shore of Chesapeake Bay","Non-Tidal Atm",294.96881100000002,164.3701935,164.3701935,164.3701935,164.3701935,164.3701935,164.3701935,164.37017729999999,164.37016650000001]
["A24035EU2_3520_0001","24035","QUEEN ANNES","Upper Eastern Shore","Eastern Shore of Chesapeake Bay","Septic",1372.6739500000001,1520.345947,1505.8139650000001,1505.875,1509.2669679999999,1509.665039,2081.0339359999998,1131.994848,882.7821027]
["A24035EU2_3520_0001","24035","QUEEN ANNES","Upper Eastern Shore","Eastern Shore of Chesapeake Bay","Stormwater",3879.4364860000001,3608.5494399999998,3452.2441469999999,3341.9948730000001,3322.6088869999999,3363.1770019999999,2708.3286130000001,2854.9203590000002,2456.7044999999998]
["A24035EU2_3520_0001","24035","QUEEN ANNES","Upper Eastern Shore","Eastern Shore of Chesapeake Bay","Wastewater",0,0,0,0,0,0,0,1579.0910839999999,2631.8184740000002]
["A24037PL0_5510_0001","24037","ST MARYS","Lower Potomac","Potomac River Basin","Agriculture",9134.5701989999998,6928.0950400000002,6623.1513400000003,6559.3596399999997,6340.6403870000004,6342.3432000000003,5683.2580740000003,5775.1912860000002,5209.884583]
["A24037PL0_5510_0001","24037","ST MARYS","Lower Potomac","Potomac River Basin","Forest",1614.7764890000001,1543.773621,1594.6968380000001,1615.148361,1631.7970049999999,1633.369522,1712.621476,1613.6856459999999,1626.3448510000001]
["A24037PL0_5510_0001","24037","ST MARYS","Lower Potomac","Potomac River Basin","Non-Tidal Atm",6.8688349720000001,3.691209078,3.691209078,3.691209078,3.691209078,3.691209078,3.691209078,3.6912091999999999,3.691209282]
["A24037PL0_5510_0001","24037","ST MARYS","Lower Potomac","Potomac River Basin","Septic",1154.1030270000001,1343.3979489999999,1411.4420170000001,1445.0150149999999,1469.3039550000001,1491.338013,1355.9539789999999,1188.4251400000001,1039.747222]
["A24037PL0_5510_0001","24037","ST MARYS","Lower Potomac","Potomac River Basin","Stormwater",2452.7888699999999,2205.4123,2080.3314380000002,2155.9802549999999,2202.3732960000002,2234.7821359999998,2002.158942,2022.0483670000001,1983.192986]
["A24037PL0_5510_0001","24037","ST MARYS","Lower Potomac","Potomac River Basin","Wastewater",0,4.2442879680000001,4.2442879680000001,5.6617622379999997,5.6617622379999997,5.6617622379999997,5.662926197,5.0926810480000002,5.6582764350000003]
["A24037PL0_5670_0000","24037","ST MARYS","Lower Potomac","Potomac River Basin","Agriculture",41528.236219999999,31497.00275,29496.262320000002,29199.87715,28340.545279999998,28297.73933,25343.535199999998,23435.69166,19395.31122]
["A24037PL0_5670_0000","24037","ST MARYS","Lower Potomac","Potomac River Basin","Forest",10842.47595,9562.3689579999991,9818.2721259999998,9938.2012030000005,10044.446470000001,10037.26108,10141.10089,9898.6428730000007,9952.223371]
["A24037PL0_5670_0000","24037","ST MARYS","Lower Potomac","Potomac River Basin","Non-Tidal Atm",1041.729004,559.80957030000002,559.80957030000002,559.80957030000002,559.80957030000002,559.80957030000002,559.80957030000002,559.80957249999994,559.80957390000003]
["A24037PL0_5670_0000","24037","ST MARYS","Lower Potomac","Potomac River Basin","Septic",9198.9941409999992,11589.150390000001,11896.839840000001,12061.089840000001,12197.009770000001,12344.059569999999,16159.440430000001,9309.5989250000002,7584.7716479999999]
["A24037PL0_5670_0000","24037","ST MARYS","Lower Potomac","Potomac River Basin","Stormwater",9442.895767,9532.7489010000008,8926.5580599999994,9359.7306069999995,9316.8956450000005,9500.1338660000001,10242.702160000001,8267.0266479999991,7827.3390410000002]
["A24037PL0_5670_0000","24037","ST MARYS","Lower Potomac","Potomac River Basin","Wastewater",1261.8979489999999,0,0,1.016950011,1.016950011,1.016950011,1.017784953,0.61017001900000001,1.016950032]
["A24037PL0_5671_0000","24037","ST MARYS","Lower Potomac","Potomac River Basin","Agriculture",4281.8558439999997,3247.554243,3017.2296259999998,2986.419007,2902.9575709999999,2896.8462960000002,2593.8523639999999,2379.9535599999999,1955.1028490000001]
["A24037PL0_5671_0000","24037","ST MARYS","Lower Potomac","Potomac River Basin","Forest",3060.3951109999998,2729.2615350000001,2744.6039649999998,2787.4353639999999,2799.603638,2796.6922300000001,2346.3065649999999,2768.0341589999998,2783.6542890000001]
["A24037PL0_5671_0000","24037","ST MARYS","Lower Potomac","Potomac River Basin","Non-Tidal Atm",0,0,0,0,0,0,0,0,0]
["A24037PL0_5671_0000","24037","ST MARYS","Lower Potomac","Potomac River Basin","Septic",602.31530759999998,615.64562990000002,617.92779540000004,621.28009029999998,624.63519289999999,628.01940920000004,1330.2060550000001,481.59525830000001,390.70690020000001]
["A24037PL0_5671_0000","24037","ST MARYS","Lower Potomac","Potomac River Basin","Stormwater",991.58770749999996,779.32949840000003,738.55969240000002,749.66818049999995,750.19136820000006,758.76742939999997,3168.4972379999999,666.96277940000004,619.23150399999997]
["A24037PL0_5671_0000","24037","ST MARYS","Lower Potomac","Potomac River Basin","Wastewater",0,0,0,1.016950011,1.016950011,1.016950011,1.017784953,0.61017001900000001,1.016950032]
["A24037PL0_5672_0000","24037","ST MARYS","Lower Potomac","Potomac River Basin","Agriculture",66373.226190000001,50340.811659999999,46769.530330000001,46292.459629999998,44996.53757,44904.523979999998,40207.88564,36891.179649999998,30305.612519999999]
["A24037PL0_5672_0000","24037","ST MARYS","Lower Potomac","Potomac River Basin","Forest",22558.15137,19097.553830000001,19488.59924,19748.934450000001,19855.221989999998,19828.197629999999,20234.966919999999,19649.780360000001,19757.23444]
["A24037PL0_5672_0000","24037","ST MARYS","Lower Potomac","Potomac River Basin","Non-Tidal Atm",243.17700199999999,130.6797028,130.6797028,130.6797028,130.6797028,130.6797028,130.6797028,130.67970410000001,130.67970489999999]
["A24037PL0_5672_0000","24037","ST MARYS","Lower Potomac","Potomac River Basin","Septic",0,19613.550780000001,19951.060549999998,20137.259770000001,20441.849610000001,20743.08008,22049.980469999999,15578.62732,12663.671840000001]
["A24037PL0_5672_0000","24037","ST MARYS","Lower Potomac","Potomac River Basin","Stormwater",16760.045839999999,18089.097610000001,16963.688849999999,17499.857230000001,17982.787779999999,18358.663509999998,18142.885989999999,15546.293879999999,14601.3639]
["A24037PL0_5672_0000","24037","ST MARYS","Lower Potomac","Potomac River Basin","Wastewater",0,6.0900301929999996,6.0900301929999996,7.1069798469999999,7.1069798469999999,7.1069798469999999,7.1078147889999999,6.6971994239999999,7.1019789119999999]
["A24037PL0_5750_0001","24037","ST MARYS","Lower Potomac","Potomac River Basin","Agriculture",24851.01988,18848.229070000001,18018.6659,17845.176240000001,17287.304039999999,17254.704669999999,15461.68662,16076.119500000001,14781.08857]
["A24037PL0_5750_0001","24037","ST MARYS","Lower Potomac","Potomac River Basin","Forest",9100.3486329999996,7722.8000190000002,7824.8570250000002,7912.1592710000004,7964.1581420000002,7937.899719,8228.7069090000005,7928.7808940000004,7998.0634739999996]
["A24037PL0_5750_0001","24037","ST MARYS","Lower Potomac","Potomac River Basin","Non-Tidal Atm",127.3492966,68.435600280000003,68.435600280000003,68.435600280000003,68.435600280000003,68.435600280000003,68.435600280000003,68.435602110000005,68.435603330000006]
["A24037PL0_5750_0001","24037","ST MARYS","Lower Potomac","Potomac River Basin","Septic",0,4629.2387699999999,4926.0039059999999,5079.6601559999999,5206.1279299999997,5332.2558589999999,5345.0029299999997,4246.3084289999997,3793.1781110000002]
["A24037PL0_5750_0001","24037","ST MARYS","Lower Potomac","Potomac River Basin","Stormwater",4886.3348690000003,6170.5492469999999,5821.8123299999997,6081.7732480000004,6168.9012979999998,6403.131523,5859.5329510000001,5821.1403700000001,5820.6923969999998]
["A24037PL0_5750_0001","24037","ST MARYS","Lower Potomac","Potomac River Basin","Wastewater",342.94149779999998,487.94245310000002,725.64954539999997,735.72437449999995,676.20832229999996,673.98127150000005,882.9953706,409.57205670000002,198.85373089999999]
["A24037PL0_5830_0001","24037","ST MARYS","Lower Potomac","Potomac River Basin","Agriculture",29071.956719999998,22049.564989999999,21079.034230000001,20876.10513,20203.893220000002,20185.366880000001,18087.855640000002,18275.218270000001,16406.00762]
["A24037PL0_5830_0001","24037","ST MARYS","Lower Potomac","Potomac River Basin","Forest",20183.44153,17155.10974,17289.194029999999,17461.718440000001,17508.662359999998,17462.48487,17643.137940000001,17492.805629999999,17628.546699999999]
["A24037PL0_5830_0001","24037","ST MARYS","Lower Potomac","Potomac River Basin","Non-Tidal Atm",235.7207947,126.6727982,126.6727982,126.6727982,126.6727982,126.6727982,126.6727982,126.67280460000001,126.67280890000001]
["A24037PL0_5830_0001","24037","ST MARYS","Lower Potomac","Potomac River Basin","Septic",6843.6171880000002,8916.9423829999996,9232.2041019999997,9394.9892579999996,9540.2265630000002,9682.8974610000005,12896.62988,7699.3634959999999,6677.4697589999996]
["A24037PL0_5830_0001","24037","ST MARYS","Lower Potomac","Potomac River Basin","Stormwater",9699.4280529999996,10385.70203,9802.8945029999995,10471.12664,10802.65207,11052.60101,12243.110919999999,9722.2278349999997,9668.4500549999993]
["A24037PL0_5830_0001","24037","ST MARYS","Lower Potomac","Potomac River Basin","Wastewater",0,13.51064968,13.880499840000001,21.753400800000001,21.753400800000001,21.753400800000001,13.51064968,18.593142889999999,21.734904920000002]
["A24037PL0_5950_0000","24037","ST MARYS","Lower Potomac","Potomac River Basin","Agriculture",48600.169860000002,36860.849410000003,35568.811399999999,35232.971649999999,34003.771789999999,34034.764629999998,30505.161339999999,29092.931670000002,24775.678520000001]
["A24037PL0_5950_0000","24037","ST MARYS","Lower Potomac","Potomac River Basin","Forest",9976.7023929999996,9131.9053960000001,9334.4523009999994,9502.2917479999996,9602.6076350000003,9619.4705809999996,10020.21991,9413.5891269999993,9466.3470109999998]
["A24037PL0_5950_0000","24037","ST MARYS","Lower Potomac","Potomac River Basin","Non-Tidal Atm",1064.735962,572.17327880000005,572.17327880000005,572.17327880000005,572.17327880000005,572.17327880000005,572.17327880000005,572.17327990000001,572.17328069999996]
["A24037PL0_5950_0000","24037","ST MARYS","Lower Potomac","Potomac River Basin","Septic",3450.298096,4386.3598629999997,4499.3017579999996,4557.6337890000004,4628.4628910000001,4699.25,9291.5605469999991,3519.3967720000001,2866.1267819999998]
["A24037PL0_5950_0000","24037","ST MARYS","Lower Potomac","Potomac River Basin","Stormwater",5486.9425199999996,5991.8546109999997,5775.744893,5892.5094840000002,5981.3053499999996,6107.4088060000004,5611.2711719999998,5257.9774539999999,4912.7991620000003]
["A24037PL0_5950_0000","24037","ST MARYS","Lower Potomac","Potomac River Basin","Wastewater",0,0,0,0,0,0,0,0]
["A24037PL0_5951_0000","24037","ST MARYS","Lower Potomac","Potomac River Basin","Agriculture",11333.8899,8596.1019680000009,8050.1060200000002,7969.0976259999998,7728.8029020000004,7723.0561660000003,6916.8486590000002,6396.0328980000004,5293.3174829999998]
["A24037PL0_5951_0000","24037","ST MARYS","Lower Potomac","Potomac River Basin","Forest",5641.6710819999998,4922.5535890000001,5001.2942510000003,5059.5912479999997,5109.0921330000001,5102.4810029999999,5191.0749210000004,5042.6660229999998,5070.2472040000002]
["A24037PL0_5951_0000","24037","ST MARYS","Lower Potomac","Potomac River Basin","Non-Tidal Atm",259.60849000000002,139.50970459999999,139.50970459999999,139.50970459999999,139.50970459999999,139.50970459999999,139.50970459999999,139.5097035,139.50970269999999]
["A24037PL0_5951_0000","24037","ST MARYS","Lower Potomac","Potomac River Basin","Septic",0,5821.6708980000003,5919.0678710000002,5969.5898440000001,5991.0610349999997,6033.3051759999998,5301.3671880000002,4621.3429079999996,3756.1929319999999]
["A24037PL0_5951_0000","24037","ST MARYS","Lower Potomac","Potomac River Basin","Stormwater",3833.3973999999998,3584.6589960000001,3348.4202270000001,3534.7243039999998,3377.8878629999999,3434.0223689999998,3577.8278850000002,3115.2941340000002,2959.8767379999999]
["A24037PL0_5951_0000","24037","ST MARYS","Lower Potomac","Potomac River Basin","Wastewater",0,26.790239329999999,73.689979550000004,73.689979550000004,73.689979550000004,73.689979550000004,73.689979550000004,73.653666959999995,73.629458560000003]
["A24037PL0_5952_0000","24037","ST MARYS","Lower Potomac","Potomac River Basin","Agriculture",13704.636860000001,10394.19087,9936.7782590000006,9841.0349920000008,9511.7334360000004,9515.4883840000002,8526.7440690000003,8052.3696339999997,6796.0972179999999]
["A24037PL0_5952_0000","24037","ST MARYS","Lower Potomac","Potomac River Basin","Forest",3666.6571960000001,3352.3736260000001,3422.4492340000002,3488.406266,3521.810074,3528.5625770000001,3586.8812250000001,3451.6497829999998,3471.1168149999999]
["A24037PL0_5952_0000","24037","ST MARYS","Lower Potomac","Potomac River Basin","Non-Tidal Atm",52.574821470000003,28.252920150000001,28.252920150000001,28.252920150000001,28.252920150000001,28.252920150000001,28.252920150000001,28.252920209999999,28.252920249999999]
["A24037PL0_5952_0000","24037","ST MARYS","Lower Potomac","Potomac River Basin","Septic",0,1815.0150149999999,1788.2619629999999,1780.384033,1792.2540280000001,1800.2829589999999,2329.9250489999999,1387.100408,1119.659371]
["A24037PL0_5952_0000","24037","ST MARYS","Lower Potomac","Potomac River Basin","Stormwater",2224.6147769999998,2091.5484620000002,1951.058503,1934.9622879999999,1742.526916,1762.199928,1804.965729,1735.2342619999999,1591.3514359999999]
["A24037PL0_5952_0000","24037","ST MARYS","Lower Potomac","Potomac River Basin","Wastewater",0,0,0,0,0,0,0,0]
["A24037PL0_5960_0000","24037","ST MARYS","Lower Potomac","Potomac River Basin","Agriculture",28549.331829999999,21653.204829999999,20894.257809999999,20696.938829999999,19311.59087,19298.20551,17326.92395,17090.09043,14553.97885]
["A24037PL0_5960_0000","24037","ST MARYS","Lower Potomac","Potomac River Basin","Forest",11569.914790000001,9202.3104249999997,9446.9354860000003,9499.0303650000005,9581.8850710000006,9568.1510319999998,8830.1122439999999,9521.2589320000006,9570.8078960000003]
["A24037PL0_5960_0000","24037","ST MARYS","Lower Potomac","Potomac River Basin","Non-Tidal Atm",1912.5679929999999,1027.785034,1027.785034,1027.785034,1027.785034,1027.785034,1027.785034,1027.7850410000001,1027.7850450000001]
["A24037PL0_5960_0000","24037","ST MARYS","Lower Potomac","Potomac River Basin","Septic",9391.2773440000001,13164.5,13519.900390000001,13680.589840000001,13833.030269999999,13993.48047,17747.759770000001,10579.96848,8620.0138800000004]
["A24037PL0_5960_0000","24037","ST MARYS","Lower Potomac","Potomac River Basin","Stormwater",13733.989460000001,14989.877850000001,13914.01701,14589.897709999999,15097.08252,15223.40942,18139.320800000001,12906.28765,12234.468080000001]
["A24037PL0_5960_0000","24037","ST MARYS","Lower Potomac","Potomac River Basin","Wastewater",13267.360350000001,5061.3847660000001,2933.008057,3300.0529790000001,3642.0500489999999,2345.9838869999999,2500.8390629999999,6147.2064099999998,8290.0053119999993]
["A24037PL0_5961_0000","24037","ST MARYS","Lower Potomac","Potomac River Basin","Agriculture",7127.2718940000004,5405.6701720000001,5167.7056389999998,5117.9936539999999,4947.0050940000001,4948.6480600000004,4434.3698539999996,4187.722898,3534.4010699999999]
["A24037PL0_5961_0000","24037","ST MARYS","Lower Potomac","Potomac River Basin","Forest",3151.6115110000001,2784.1201860000001,2812.0439070000002,2841.7595980000001,2855.5836640000002,2849.9121399999999,2862.0684059999999,2835.346446,2850.881472]
["A24037PL0_5961_0000","24037","ST MARYS","Lower Potomac","Potomac River Basin","Non-Tidal Atm",36.143341059999997,19.42288971,19.42288971,19.42288971,19.42288971,19.42288971,19.42288971,19.422889720000001,19.422889720000001]
["A24037PL0_5961_0000","24037","ST MARYS","Lower Potomac","Potomac River Basin","Septic",1007.1099850000001,1426.2860109999999,1494.244995,1533.4499510000001,1561.524048,1588.9339600000001,2095.9418949999999,1176.283729,964.30955100000006]
["A24037PL0_5961_0000","24037","ST MARYS","Lower Potomac","Potomac River Basin","Stormwater",1508.6432789999999,1600.7907789999999,1504.6557250000001,1615.0884590000001,1649.0279410000001,1713.4541340000001,1864.3601719999999,1422.6596119999999,1367.9955379999999]
["A24037PL0_5961_0000","24037","ST MARYS","Lower Potomac","Potomac River Basin","Wastewater",4.7505559919999998,4.7505559919999998,4.7505559919999998,4.7505559919999998,4.7505559919999998,4.7505559919999998,4.7482981679999998,4.7462660420000002,4.7434060750000002]
["A24037PL0_5962_0000","24037","ST MARYS","Lower Potomac","Potomac River Basin","Agriculture",10738.61382,8144.7067139999999,7786.2547610000001,7711.290137,7453.1072899999999,7456.1010450000003,6681.2828520000003,6309.7019440000004,5325.3334000000004]
["A24037PL0_5962_0000","24037","ST MARYS","Lower Potomac","Potomac River Basin","Forest",5179.2737120000002,4554.0318909999996,4575.4176790000001,4629.5810240000001,4641.3131249999997,4635.9015509999999,4466.0459899999996,4613.7243230000004,4639.2620859999997]
["A24037PL0_5962_0000","24037","ST MARYS","Lower Potomac","Potomac River Basin","Non-Tidal Atm",16.431480409999999,8.8300304409999999,8.8300304409999999,8.8300304409999999,8.8300304409999999,8.8300304409999999,8.8300304409999999,8.8300304959999991,8.8300305320000003]
["A24037PL0_5962_0000","24037","ST MARYS","Lower Potomac","Potomac River Basin","Septic",976.06781009999997,2099.9460450000001,2261.6520999999998,2346.2429200000001,2434.3789059999999,2518.7041020000001,3052.3740229999999,1789.9070469999999,1475.410345]
["A24037PL0_5962_0000","24037","ST MARYS","Lower Potomac","Potomac River Basin","Stormwater",1851.3687179999999,2133.7646110000001,2051.7414490000001,2173.399109,2259.931,2319.575073,3571.5803230000001,1926.800782,1843.5070040000001]
["A24037PL0_5962_0000","24037","ST MARYS","Lower Potomac","Potomac River Basin","Wastewater",0,6.0900301929999996,6.0900301929999996,11.14643955,11.14643955,11.14643955,6.0900301929999996,9.1178739269999998,11.136436420000001]
["A24037PL0_5980_0000","24037","ST MARYS","Lower Potomac","Potomac River Basin","Agriculture",20950.039680000002,15889.47394,14880.18795,14730.73177,14286.931479999999,14275.586450000001,12785.066150000001,11822.768110000001,9784.4882130000005]
["A24037PL0_5980_0000","24037","ST MARYS","Lower Potomac","Potomac River Basin","Forest",8572.8342279999997,7451.9595040000004,7543.2080379999998,7640.0881040000004,7678.1066899999996,7650.742706,7633.4110719999999,7606.3187699999999,7648.3925909999998]
["A24037PL0_5980_0000","24037","ST MARYS","Lower Potomac","Potomac River Basin","Non-Tidal Atm",2471.2229000000002,1327.998047,1327.998047,1327.998047,1327.998047,1327.998047,1327.998047,1327.998069,1327.998083]
["A24037PL0_5980_0000","24037","ST MARYS","Lower Potomac","Potomac River Basin","Septic",2077.0249020000001,2908.5070799999999,3028.73999,3089.1831050000001,3158.9208979999999,3215.1740719999998,4720.9960940000001,2377.087395,1942.652331]
["A24037PL0_5980_0000","24037","ST MARYS","Lower Potomac","Potomac River Basin","Stormwater",3840.6922490000002,4249.6086869999999,3981.589187,4196.8682859999999,4307.8212279999998,4622.5711670000001,5693.20813,3710.772191,3530.2275260000001]
["A24037PL0_5980_0000","24037","ST MARYS","Lower Potomac","Potomac River Basin","Wastewater",3.2866039999999998E-3,12.702939990000001,24.973020550000001,24.973020550000001,24.973020550000001,24.973020550000001,588.40588379999997,24.960714289999999,24.952510119999999]
["A24037PL0_5981_0000","24037","ST MARYS","Lower Potomac","Potomac River Basin","Agriculture",19706.815269999999,14946.50186,14288.738069999999,14151.11111,13678.23688,13682.92317,12260.995510000001,11579.02094,9772.5428599999996]
["A24037PL0_5981_0000","24037","ST MARYS","Lower Potomac","Potomac River Basin","Forest",14116.72985,10485.893249999999,10711.65884,10701.506960000001,10711.299559999999,10654.94162,10519.790590000001,10793.63478,10848.28541]
["A24037PL0_5981_0000","24037","ST MARYS","Lower Potomac","Potomac River Basin","Non-Tidal Atm",598.09399410000003,321.40679929999999,321.40679929999999,321.40679929999999,321.40679929999999,321.40679929999999,321.40679929999999,321.4068006,321.40680140000001]
["A24037PL0_5981_0000","24037","ST MARYS","Lower Potomac","Potomac River Basin","Septic",6015.6440430000002,10822.26953,11331.030269999999,11574.16992,11859.87012,12148.37988,11088.410159999999,8907.4618150000006,7291.7495120000003]
["A24037PL0_5981_0000","24037","ST MARYS","Lower Potomac","Potomac River Basin","Stormwater",16539.832900000001,18248.136269999999,16948.107209999998,18114.67913,18588.975480000001,19073.198690000001,19451.99253,15974.22616,15324.97212]
["A24037PL0_5981_0000","24037","ST MARYS","Lower Potomac","Potomac River Basin","Wastewater",0,18.270090100000001,18.270090100000001,18.270090100000001,18.270090100000001,18.270090100000001,24.360120770000002,18.261088019999999,18.255086639999998]
["A24037PL0_5982_0000","24037","ST MARYS","Lower Potomac","Potomac River Basin","Agriculture",28760.266009999999,21813.267670000001,21048.644830000001,20849.847020000001,20137.619350000001,20140.980800000001,18052.136640000001,17216.36866,14661.517889999999]
["A24037PL0_5982_0000","24037","ST MARYS","Lower Potomac","Potomac River Basin","Forest",15379.95508,13196.52692,13378.679260000001,13517.881230000001,13585.60608,13596.9339,13138.50281,13490.11723,13564.40921]
["A24037PL0_5982_0000","24037","ST MARYS","Lower Potomac","Potomac River Basin","Non-Tidal Atm",1022.017029,549.21679689999996,549.21679689999996,549.21679689999996,549.21679689999996,549.21679689999996,549.21679689999996,549.21679730000005,549.21679749999998]
["A24037PL0_5982_0000","24037","ST MARYS","Lower Potomac","Potomac River Basin","Septic",11019.320309999999,13762.889649999999,13935.259770000001,13991.349609999999,14149.48047,14298.309569999999,16382.400390000001,10869.30251,8825.3310089999995]
["A24037PL0_5982_0000","24037","ST MARYS","Lower Potomac","Potomac River Basin","Stormwater",7735.0067740000004,8073.5612490000003,7383.7553719999996,7899.4755260000002,8041.3887329999998,7934.0216069999997,11181.35779,6887.6803300000001,6556.9636350000001]
["A24037PL0_5982_0000","24037","ST MARYS","Lower Potomac","Potomac River Basin","Wastewater",0,6.0900301929999996,30.450149540000002,30.450149540000002,30.450149540000002,30.450149540000002,30.450149540000002,30.435146459999999,30.425144400000001]
["A24037PL0_5983_0000","24037","ST MARYS","Lower Potomac","Potomac River Basin","Agriculture",956.76619840000001,725.66528619999997,679.6437919,672.72021040000004,653.05179169999997,651.98067089999995,583.93217219999997,539.94325739999999,446.80956780000002]
["A24037PL0_5983_0000","24037","ST MARYS","Lower Potomac","Potomac River Basin","Forest",831.19847110000001,717.59281920000001,753.1230564,753.02462009999999,762.40766529999996,757.70597459999999,637.57707979999998,758.61849010000003,762.2821126]
["A24037PL0_5983_0000","24037","ST MARYS","Lower Potomac","Potomac River Basin","Non-Tidal Atm",1248.762939,671.06640630000004,671.06640630000004,671.06640630000004,671.06640630000004,671.06640630000004,671.06640630000004,671.06640560000005,671.06640519999996]
["A24037PL0_5983_0000","24037","ST MARYS","Lower Potomac","Potomac River Basin","Septic",272.69268799999998,180.5894012,178.85389710000001,178.1416931,178.14460750000001,178.16149899999999,1446.76001,138.75994990000001,112.0306518]
["A24037PL0_5983_0000","24037","ST MARYS","Lower Potomac","Potomac River Basin","Stormwater",3383.7394709999999,2554.4826760000001,2394.6189260000001,2472.3418510000001,2472.8186030000002,2499.3002320000001,2941.6270450000002,2188.9446939999998,2051.82854]
["A24037PL0_5983_0000","24037","ST MARYS","Lower Potomac","Potomac River Basin","Wastewater",3478.852723,516.13470459999996,516.13470459999996,516.13470459999996,516.13470459999996,516.13470459999996,6319.8579099999997,301.0269447,157.6217714]
["A24037PL0_6020_0000","24037","ST MARYS","Lower Potomac","Potomac River Basin","Agriculture",22245.940040000001,16872.299480000001,16280.899090000001,16127.214309999999,15588.430179999999,15578.80206,13963.046050000001,13316.658380000001,11340.49791]
["A24037PL0_6020_0000","24037","ST MARYS","Lower Potomac","Potomac River Basin","Forest",2752.5980840000002,2654.0307320000002,2789.8931349999998,2853.147598,2910.1020199999998,2896.6575929999999,2825.2494809999998,2813.2525460000002,2828.8254860000002]
["A24037PL0_6020_0000","24037","ST MARYS","Lower Potomac","Potomac River Basin","Non-Tidal Atm",374.62881470000002,201.31990049999999,201.31990049999999,201.31990049999999,201.31990049999999,201.31990049999999,201.31990049999999,201.3199022,201.31990339999999]
["A24037PL0_6020_0000","24037","ST MARYS","Lower Potomac","Potomac River Basin","Septic",0,6963.1918949999999,7103.1328130000002,7122.908203,7161.1767579999996,7194.1611329999996,5360.841797,5549.0040570000001,4512.9182199999996]
["A24037PL0_6020_0000","24037","ST MARYS","Lower Potomac","Potomac River Basin","Stormwater",4387.4915449999999,4146.8522720000001,3863.51746,3859.283966,3859.819794,4123.0853880000004,4258.4039309999998,3453.8314730000002,3180.7074830000001]
["A24037PL0_6020_0000","24037","ST MARYS","Lower Potomac","Potomac River Basin","Wastewater",84.71768951,0.60961258399999996,0.60961258399999996,0.60961258399999996,0.60961258399999996,0.60961258399999996,0.60961258399999996,0.60931223400000001,0.60911199999999999]
["A24037PL0_6060_0000","24037","ST MARYS","Lower Potomac","Potomac River Basin","Agriculture",42864.304029999999,32510.335210000001,31370.910749999999,31074.551319999999,30031.63003,30017.974839999999,26904.88478,25659.235369999999,21851.451789999999]
["A24037PL0_6060_0000","24037","ST MARYS","Lower Potomac","Potomac River Basin","Forest",16423.224119999999,14310.55567,14494.2215,14658.309090000001,14740.32287,14725.28845,14735.673709999999,14614.93166,14695.4051]
["A24037PL0_6060_0000","24037","ST MARYS","Lower Potomac","Potomac River Basin","Non-Tidal Atm",3631.2529300000001,1951.380981,1951.380981,1951.380981,1951.380981,1951.380981,1951.380981,1951.3810040000001,1951.38102]
["A24037PL0_6060_0000","24037","ST MARYS","Lower Potomac","Potomac River Basin","Septic",9296.2900389999995,14966.37988,15205.650390000001,15309.48047,15582.089840000001,15860.530269999999,17503.480469999999,11868.919910000001,9644.4329230000003]
["A24037PL0_6060_0000","24037","ST MARYS","Lower Potomac","Potomac River Basin","Stormwater",7553.0126959999998,8307.531524,7692.4770200000003,8304.5057379999998,8554.9782109999996,8733.2013559999996,10094.334290000001,7274.2036589999998,6995.3547509999999]
["A24037PL0_6060_0000","24037","ST MARYS","Lower Potomac","Potomac River Basin","Wastewater",41.047470089999997,6.6996421809999998,6.6996421809999998,6.6996421809999998,6.6996421809999998,6.6996421809999998,12.786749840000001,10.345608479999999,12.776252680000001]
["A24037PL0_6110_0000","24037","ST MARYS","Lower Potomac","Potomac River Basin","Agriculture",31266.635429999998,23714.22349,22207.888319999998,21984.538939999999,19099.371060000001,18978.70923,17063.343659999999,17644.806820000002,14602.752490000001]
["A24037PL0_6110_0000","24037","ST MARYS","Lower Potomac","Potomac River Basin","Forest",8597.7386480000005,7853.6460569999999,8004.0298460000004,8144.6475220000002,8323.8096310000001,8353.8261409999996,8455.3849489999993,8072.2769699999999,8117.7750530000003]
["A24037PL0_6110_0000","24037","ST MARYS","Lower Potomac","Potomac River Basin","Non-Tidal Atm",2589.5239259999998,1391.5710449999999,1391.5710449999999,1391.5710449999999,1391.5710449999999,1391.5710449999999,1391.5710449999999,1391.5710340000001,1391.571027]
["A24037PL0_6110_0000","24037","ST MARYS","Lower Potomac","Potomac River Basin","Septic",4961.2202150000003,5414.5639650000003,5480.0268550000001,5506.453125,5546.2690430000002,5568.8969729999999,5448.8041990000002,4273.0756879999999,3468.4415760000002]
["A24037PL0_6110_0000","24037","ST MARYS","Lower Potomac","Potomac River Basin","Stormwater",5078.1751709999999,4645.6564179999996,4347.4000999999998,4380.6003890000002,4604.5904840000003,4427.8647760000003,4878.146866,3891.7400600000001,3587.9667009999998]
["A24037PL0_6110_0000","24037","ST MARYS","Lower Potomac","Potomac River Basin","Wastewater",356.62341309999999,1045.0895929999999,1824.78161,3113.459711,1189.1835880000001,1017.630609,1020.338617,1447.7911779999999,1196.4642229999999]
["A24037PL1_5910_0001","24037","ST MARYS","Lower Potomac","Potomac River Basin","Agriculture",11401.09382,8647.1427380000005,8266.499812,8186.8888710000001,7918.6032150000001,7915.9937090000003,7093.4004210000003,7078.9459299999999,6287.2433430000001]
["A24037PL1_5910_0001","24037","ST MARYS","Lower Potomac","Potomac River Basin","Forest",18887.159299999999,14281.701789999999,14416.987370000001,14400.96869,14380.04681,14300.321169999999,14208.35986,14568.78505,14669.98351]
["A24037PL1_5910_0001","24037","ST MARYS","Lower Potomac","Potomac River Basin","Non-Tidal Atm",2084.1320799999999,1119.980957,1119.980957,1119.980957,1119.980957,1119.980957,1119.980957,1119.9809740000001,1119.980986]
["A24037PL1_5910_0001","24037","ST MARYS","Lower Potomac","Potomac River Basin","Septic",5994.1010740000002,9349.75,9737.4814449999994,9939.8603519999997,10112.20996,10281.66992,12323.440430000001,8040.5237500000003,6909.2186199999996]
["A24037PL1_5910_0001","24037","ST MARYS","Lower Potomac","Potomac River Basin","Stormwater",17283.785769999999,19625.336149999999,18365.762480000001,19741.17036,20471.915150000001,20982.143179999999,21881.079659999999,18208.618979999999,18103.856640000002]
["A24037PL1_5910_0001","24037","ST MARYS","Lower Potomac","Potomac River Basin","Wastewater",0,24.413938519999999,29.310210219999998,14.779330249999999,60.121508589999998,74.680331229999993,55.784110069999997,30.11415478,30.650117819999998]
["A24037WL0_4924_0000","24037","ST MARYS","Patuxent","Western Shore of Chesapeake Bay","Agriculture",4408.4844320000002,3353.2785359999998,3139.107258,3106.1763649999998,3012.3601020000001,3009.807464,2695.7033179999999,2246.9597659999999,1652.1947709999999]
["A24037WL0_4924_0000","24037","ST MARYS","Patuxent","Western Shore of Chesapeake Bay","Forest",5112.7307739999997,4179.8876490000002,4179.068894,4206.6796569999997,4201.415696,4189.4902190000003,4402.7592160000004,4195.1435840000004,4205.8600429999997]
["A24037WL0_4924_0000","24037","ST MARYS","Patuxent","Western Shore of Chesapeake Bay","Non-Tidal Atm",1347.3520510000001,724.04656980000004,724.04656980000004,724.04656980000004,724.04656980000004,724.04656980000004,724.04656980000004,724.04656880000005,724.04656820000002]
["A24037WL0_4924_0000","24037","ST MARYS","Patuxent","Western Shore of Chesapeake Bay","Septic",868.42919919999997,1791.838013,1976.8079829999999,2068.7250979999999,2142.2729490000002,2215.5600589999999,2546.1860350000002,1445.1726329999999,1090.749067]
["A24037WL0_4924_0000","24037","ST MARYS","Patuxent","Western Shore of Chesapeake Bay","Stormwater",1357.8836180000001,2287.260632,2147.6177250000001,2360.3774410000001,2515.511352,2597.8707880000002,2142.2115480000002,1951.456545,1820.682425]
["A24037WL0_4924_0000","24037","ST MARYS","Patuxent","Western Shore of Chesapeake Bay","Wastewater",0,0,0,0,0,0,0,0]
["A24037WL0_5880_0000","24037","ST MARYS","Patuxent","Western Shore of Chesapeake Bay","Agriculture",21007.323659999998,15979.10758,14958.173779999999,14801.71811,14354.61234,14342.842329999999,12845.482239999999,10707.263080000001,7873.3226130000003]
["A24037WL0_5880_0000","24037","ST MARYS","Patuxent","Western Shore of Chesapeake Bay","Forest",8863.8696290000007,7961.410981,8055.2085880000004,8179.566589,8208.1387639999994,8225.5250550000001,8109.8363639999998,8088.2506050000002,8110.2786169999999]
["A24037WL0_5880_0000","24037","ST MARYS","Patuxent","Western Shore of Chesapeake Bay","Non-Tidal Atm",3450.5219729999999,1854.259033,1854.259033,1854.259033,1854.259033,1854.259033,1854.259033,1854.259045,1854.259053]
["A24037WL0_5880_0000","24037","ST MARYS","Patuxent","Western Shore of Chesapeake Bay","Septic",5308.2929690000001,6263.6601559999999,6332.8559569999998,6366.9760740000002,6392.3378910000001,6413.455078,7142.7622069999998,4548.5522110000002,3359.0163809999999]
["A24037WL0_5880_0000","24037","ST MARYS","Patuxent","Western Shore of Chesapeake Bay","Stormwater",3640.8026580000001,3343.3656230000001,3134.5676349999999,3227.6387169999998,3429.849365,3305.716782,4769.426453,2657.776112,2339.9150970000001]
["A24037WL0_5880_0000","24037","ST MARYS","Patuxent","Western Shore of Chesapeake Bay","Wastewater",0,0,0,0,0,0,6.087110043,3.64926708,6.0821117999999998]
["A24037WL0_5881_0000","24037","ST MARYS","Patuxent","Western Shore of Chesapeake Bay","Agriculture",6696.6064340000003,5093.772567,4768.3812610000004,4718.4548759999998,4575.987932,4572.2320319999999,4094.8887159999999,3413.2709439999999,2509.864067]
["A24037WL0_5881_0000","24037","ST MARYS","Patuxent","Western Shore of Chesapeake Bay","Forest",2044.029511,1894.483986,1921.1053770000001,1956.5222249999999,1971.8165509999999,1977.2729489999999,2004.1306,1929.1486030000001,1934.5107539999999]
["A24037WL0_5881_0000","24037","ST MARYS","Patuxent","Western Shore of Chesapeake Bay","Non-Tidal Atm",1774.5550539999999,953.61950679999995,953.61950679999995,953.61950679999995,953.61950679999995,953.61950679999995,953.61950679999995,953.61949579999998,953.61948840000002]
["A24037WL0_5881_0000","24037","ST MARYS","Patuxent","Western Shore of Chesapeake Bay","Septic",0,2600.1411130000001,2588.9489749999998,2571.1320799999999,2551.6049800000001,2549.9030760000001,2810.4169919999999,1854.6774579999999,1365.163114]
["A24037WL0_5881_0000","24037","ST MARYS","Patuxent","Western Shore of Chesapeake Bay","Stormwater",962.62704280000003,799.675747,752.82591060000004,748.27297120000003,760.55471809999995,745.23425480000003,836.70849610000005,622.40848219999998,535.46352999999999]
["A24037WL0_5881_0000","24037","ST MARYS","Patuxent","Western Shore of Chesapeake Bay","Wastewater",0,0,0,0,0,0,0,0]
["A24037XL0_4953_0000","24037","ST MARYS","Patuxent","Patuxent River Basin","Agriculture",14112.72458,10734.706099999999,9969.2288009999993,9863.4942329999994,9579.0073159999993,9566.5685109999995,8566.0385289999995,7860.0643700000001,6453.9547499999999]
["A24037XL0_4953_0000","24037","ST MARYS","Patuxent","Patuxent River Basin","Forest",9046.2595829999991,7413.665833,7603.0600889999996,7640.449157,7690.1978760000002,7640.1391610000001,7656.8291630000003,7662.9185159999997,7702.8241340000004]
["A24037XL0_4953_0000","24037","ST MARYS","Patuxent","Patuxent River Basin","Non-Tidal Atm",742.68212889999995,399.10629269999998,399.10629269999998,399.10629269999998,399.10629269999998,399.10629269999998,399.10629269999998,399.10629469999998,399.10629599999999]
["A24037XL0_4953_0000","24037","ST MARYS","Patuxent","Patuxent River Basin","Septic",17464.83008,19192.929690000001,19488.119139999999,19641.320309999999,19656.789059999999,19711.519530000001,20425.529299999998,15206.03925,12351.31933]
["A24037XL0_4953_0000","24037","ST MARYS","Patuxent","Patuxent River Basin","Stormwater",11079.644609999999,10626.57597,9923.8587069999994,10513.775600000001,10478.30154,10897.72726,11250.3055,9250.4155219999993,8801.453399]
["A24037XL0_4953_0000","24037","ST MARYS","Patuxent","Patuxent River Basin","Wastewater",0,0,0,0,0,0,0,0]
["A24037XL0_4955_0000","24037","ST MARYS","Patuxent","Patuxent River Basin","Agriculture",1052.5898219999999,800.68271579999998,772.33194630000003,764.68553999999995,738.0540876,738.63694829999997,662.07188029999998,631.45527240000001,537.5374898]
["A24037XL0_4955_0000","24037","ST MARYS","Patuxent","Patuxent River Basin","Forest",4069.8952330000002,3198.0243989999999,3292.7069710000001,3278.1672520000002,3268.9089060000001,3265.2226420000002,3529.8744820000002,3317.1780960000001,3333.4921800000002]
["A24037XL0_4955_0000","24037","ST MARYS","Patuxent","Patuxent River Basin","Non-Tidal Atm",913.57238770000004,490.94018549999998,490.94018549999998,490.94018549999998,490.94018549999998,490.94018549999998,490.94018549999998,490.94018449999999,490.94018390000002]
["A24037XL0_4955_0000","24037","ST MARYS","Patuxent","Patuxent River Basin","Septic",14775.75,14268.929690000001,14030.16992,13890.66992,13729.16992,13591.599609999999,14545.259770000001,10862.19082,8750.2047610000009]
["A24037XL0_4955_0000","24037","ST MARYS","Patuxent","Patuxent River Basin","Stormwater",9009.5324710000004,7416.6322550000004,6951.3650809999999,7381.4875480000001,7637.6622310000002,7614.1446530000003,6500.0017090000001,6482.2968080000001,6169.5846270000002]
["A24037XL0_4955_0000","24037","ST MARYS","Patuxent","Patuxent River Basin","Wastewater",0,0,0,0,0,0,0,0]
["A24037XL0_4956_0000","24037","ST MARYS","Patuxent","Patuxent River Basin","Agriculture",42.61363197,32.371963540000003,30.39283665,30.128398399999998,29.230153999999999,29.109024569999999,25.99118077,24.130420449999999,19.955476310000002]
["A24037XL0_4956_0000","24037","ST MARYS","Patuxent","Patuxent River Basin","Forest",339.08431630000001,144.3009586,161.69353480000001,153.67347240000001,154.05163809999999,157.93265249999999,101.8107443,162.5847259,163.17885340000001]
["A24037XL0_4956_0000","24037","ST MARYS","Patuxent","Patuxent River Basin","Non-Tidal Atm",808.40801999999996,434.42639159999999,434.42639159999999,434.42639159999999,434.42639159999999,434.42639159999999,434.42639159999999,434.42639329999997,434.42639450000001]
["A24037XL0_4956_0000","24037","ST MARYS","Patuxent","Patuxent River Basin","Septic",11.162910460000001,28.373239519999998,27.255630490000001,26.721050259999998,26.347110749999999,25.949230190000002,64.142059329999995,20.980039390000002,16.79631199]
["A24037XL0_4956_0000","24037","ST MARYS","Patuxent","Patuxent River Basin","Stormwater",1339.8450319999999,1212.941589,1134.288757,1184.273537,1216.069984,1194.764122,1371.2307129999999,1037.9025779999999,973.64512530000002]
["A24037XL0_4956_0000","24037","ST MARYS","Patuxent","Patuxent River Basin","Wastewater",0,0,0,0,0,0,0,43856.063999999998,73093.440000000002]
["A24037XL0_5340_0000","24037","ST MARYS","Patuxent","Patuxent River Basin","Agriculture",33611.077369999999,25566.058949999999,23743.258760000001,23491.12153,22814.567749999998,22784.178250000001,20401.323,18719.851579999999,15370.91346]
["A24037XL0_5340_0000","24037","ST MARYS","Patuxent","Patuxent River Basin","Forest",24113.379639999999,19715.566770000001,19999.875609999999,20157.958310000002,20180.384890000001,20136.938539999999,21014.402829999999,20161.783390000001,20269.72191]
["A24037XL0_5340_0000","24037","ST MARYS","Patuxent","Patuxent River Basin","Non-Tidal Atm",565.23101810000003,303.74670409999999,303.74670409999999,303.74670409999999,303.74670409999999,303.74670409999999,303.74670409999999,303.74670459999999,303.7467049]
["A24037XL0_5340_0000","24037","ST MARYS","Patuxent","Patuxent River Basin","Septic",22982.529299999998,31646.759770000001,32120.710940000001,32266.710940000001,32598.839840000001,32997.78125,33796.589840000001,25062.09935,20356.35829]
["A24037XL0_5340_0000","24037","ST MARYS","Patuxent","Patuxent River Basin","Stormwater",17386.37628,18782.730889999999,17404.906609999998,18443.28613,19074.644049999999,19346.093260000001,17461.61939,16275.815339999999,15523.08783]
["A24037XL0_5340_0000","24037","ST MARYS","Patuxent","Patuxent River Basin","Wastewater",0,0,0,0,0,0,6.087110043,0]
["A24037XL0_5344_0000","24037","ST MARYS","Patuxent","Patuxent River Basin","Agriculture",8496.0493490000008,6462.6120030000002,6233.4394499999999,6172.119267,5966.6512089999997,5961.5546800000002,5343.4503560000003,5096.5453580000003,4338.6159639999996]
["A24037XL0_5344_0000","24037","ST MARYS","Patuxent","Patuxent River Basin","Forest",6074.8008419999996,5182.9058690000002,5216.625274,5282.6303859999998,5294.3439790000002,5283.7483060000004,5101.1441960000002,5260.252528,5289.3373629999996]
["A24037XL0_5344_0000","24037","ST MARYS","Patuxent","Patuxent River Basin","Non-Tidal Atm",269.46438599999999,144.80610659999999,144.80610659999999,144.80610659999999,144.80610659999999,144.80610659999999,144.80610659999999,144.80610630000001,144.80610609999999]
["A24037XL0_5344_0000","24037","ST MARYS","Patuxent","Patuxent River Basin","Septic",0,2229.5710450000001,2291.1010740000002,2325.594971,2377.3339839999999,2432.419922,3035.5759280000002,1793.4936419999999,1461.7553539999999]
["A24037XL0_5344_0000","24037","ST MARYS","Patuxent","Patuxent River Basin","Stormwater",1968.562042,2347.9932549999999,2208.6678160000001,2305.6106410000002,2401.3289180000002,2430.1925350000001,3626.4811399999999,2045.580254,1936.8552119999999]
["A24037XL0_5344_0000","24037","ST MARYS","Patuxent","Patuxent River Basin","Wastewater",0,30.315109249999999,48.720241549999997,48.720241549999997,48.720241549999997,48.720241549999997,48.720241549999997,48.69623524,48.680231040000002]
["A24037XL0_5347_0000","24037","ST MARYS","Patuxent","Patuxent River Basin","Agriculture",7368.3135890000003,5604.7080120000001,5406.0303510000003,5352.718766,5166.3810309999999,5170.2835930000001,4634.1126050000003,4419.9897870000004,3762.6294119999998]
["A24037XL0_5347_0000","24037","ST MARYS","Patuxent","Patuxent River Basin","Forest",13244.53211,11112.62988,11184.443139999999,11263.94067,11272.579959999999,11237.66656,11446.52887,11276.118539999999,11337.23547]
["A24037XL0_5347_0000","24037","ST MARYS","Patuxent","Patuxent River Basin","Non-Tidal Atm",952.99621579999996,512.12591550000002,512.12591550000002,512.12591550000002,512.12591550000002,512.12591550000002,512.12591550000002,512.12591410000005,512.12591320000001]
["A24037XL0_5347_0000","24037","ST MARYS","Patuxent","Patuxent River Basin","Septic",0,14725.950199999999,14927.48047,15035.54004,15254.23047,15447.58008,18332.470700000002,11642.69175,9452.8326099999995]
["A24037XL0_5347_0000","24037","ST MARYS","Patuxent","Patuxent River Basin","Stormwater",5860.0022550000003,5711.7353030000004,5197.3991400000004,5837.2430640000002,6009.3126849999999,6172.8673360000003,6723.4318659999999,5049.2045420000004,4950.4081429999997]
["A24037XL0_5347_0000","24037","ST MARYS","Patuxent","Patuxent River Basin","Wastewater",0,0,0,0,0,0,0,0]
["A24037XL0_5349_0000","24037","ST MARYS","Patuxent","Patuxent River Basin","Agriculture",5932.2380629999998,4512.2326709999998,4224.0776470000001,4179.8924260000003,4053.6288020000002,4050.2309690000002,3627.5537850000001,3354.6581860000001,2775.045212]
["A24037XL0_5349_0000","24037","ST MARYS","Patuxent","Patuxent River Basin","Forest",828.09606169999995,829.30669020000005,852.11893459999999,863.29438779999998,877.67311480000001,883.18024830000002,936.24034119999999,859.34140990000003,864.15639339999996]
["A24037XL0_5349_0000","24037","ST MARYS","Patuxent","Patuxent River Basin","Non-Tidal Atm",368.05331419999999,197.7863007,197.7863007,197.7863007,197.7863007,197.7863007,197.7863007,197.78630089999999,197.7863011]
["A24037XL0_5349_0000","24037","ST MARYS","Patuxent","Patuxent River Basin","Septic",0,990.96008300000005,1051.9570309999999,1070.965942,1088.7120359999999,1107.8149410000001,754.63952640000002,828.03336030000003,678.75091320000001]
["A24037XL0_5349_0000","24037","ST MARYS","Patuxent","Patuxent River Basin","Stormwater",611.15142060000005,601.58383170000002,565.85555269999998,590.66125869999996,589.25425340000004,598.9727173,483.86840819999998,514.16885539999998,479.7110571]
["A24037XL0_5349_0000","24037","ST MARYS","Patuxent","Patuxent River Basin","Wastewater",0,0,0,0,0,0,0,0]
["A24039EL0_5761_0000","24039","SOMERSET","Lower Eastern Shore","Eastern Shore of Chesapeake Bay","Agriculture",29274.011320000001,35696.115689999999,32983.148209999999,38503.062360000004,26555.47539,37038.55472,31173.630580000001,30105.603940000001,28187.24109]
["A24039EL0_5761_0000","24039","SOMERSET","Lower Eastern Shore","Eastern Shore of Chesapeake Bay","Forest",3845.6817940000001,3876.7873840000002,3826.894562,3962.7661280000002,3971.233933,3966.0943000000002,3996.9732210000002,3857.688932,3878.2185129999998]
["A24039EL0_5761_0000","24039","SOMERSET","Lower Eastern Shore","Eastern Shore of Chesapeake Bay","Non-Tidal Atm",985.66149900000005,780.47412110000005,780.47412110000005,780.47412110000005,780.47412110000005,780.47412110000005,780.47412110000005,780.47412380000003,780.47412559999998]
["A24039EL0_5761_0000","24039","SOMERSET","Lower Eastern Shore","Eastern Shore of Chesapeake Bay","Septic",0,2626.1508789999998,2497.0910640000002,2414.9289549999999,2391.1779790000001,2370.1120609999998,2142.5900879999999,1906.7346010000001,1513.1636249999999]
["A24039EL0_5761_0000","24039","SOMERSET","Lower Eastern Shore","Eastern Shore of Chesapeake Bay","Stormwater",2365.3780270000002,2452.0960439999999,2439.2930580000002,2359.9829119999999,2378.561858,2374.359207,2530.2230639999998,1938.7421850000001,1605.041602]
["A24039EL0_5761_0000","24039","SOMERSET","Lower Eastern Shore","Eastern Shore of Chesapeake Bay","Wastewater",0,0,0,0,0,0,0,0]
["A24039EL0_5762_0000","24039","SOMERSET","Lower Eastern Shore","Eastern Shore of Chesapeake Bay","Agriculture",92760.648090000002,113106.26059999999,83316.004400000005,112641.86109999999,69103.622510000001,95364.518989999997,78340.062269999995,80223.2935,78161.486239999998]
["A24039EL0_5762_0000","24039","SOMERSET","Lower Eastern Shore","Eastern Shore of Chesapeake Bay","Forest",12775.430909999999,12889.763730000001,12728.722229999999,13179.69678,13201.153200000001,13190.423699999999,13357.51935,12831.145,12899.42685]
["A24039EL0_5762_0000","24039","SOMERSET","Lower Eastern Shore","Eastern Shore of Chesapeake Bay","Non-Tidal Atm",4544.0141599999997,3598.076904,3598.076904,3598.076904,3598.076904,3598.076904,3598.076904,3598.0769089999999,3598.0769129999999]
["A24039EL0_5762_0000","24039","SOMERSET","Lower Eastern Shore","Eastern Shore of Chesapeake Bay","Septic",0,3366.7890630000002,3143.2490229999999,3093.0910640000002,3067.8120119999999,3052.875,3465.76001,2390.1920110000001,1888.1540030000001]
["A24039EL0_5762_0000","24039","SOMERSET","Lower Eastern Shore","Eastern Shore of Chesapeake Bay","Stormwater",6398.6793969999999,6418.4717289999999,6373.4904479999996,6179.3629609999998,6195.416381,6190.1758890000001,6302.6265789999998,5077.788423,4213.9870730000002]
["A24039EL0_5762_0000","24039","SOMERSET","Lower Eastern Shore","Eastern Shore of Chesapeake Bay","Wastewater",0,1621.5699460000001,1621.5699460000001,1621.5699460000001,1621.5699460000001,1621.5699460000001,6.087110043,653.00452519999999,7.2942446800000003]
["A24039EL0_5763_0000","24039","SOMERSET","Lower Eastern Shore","Eastern Shore of Chesapeake Bay","Agriculture",94490.75662,115215.39780000001,84869.75649,114744.27039999999,70287.342829999994,96583.220239999995,79323.332710000002,81721.40681,79622.507029999993]
["A24039EL0_5763_0000","24039","SOMERSET","Lower Eastern Shore","Eastern Shore of Chesapeake Bay","Forest",25646.979500000001,24860.806270000001,24465.747429999999,25330.462769999998,25368.817749999998,25284.036499999998,25521.265739999999,24663.045239999999,24794.577120000002]
["A24039EL0_5763_0000","24039","SOMERSET","Lower Eastern Shore","Eastern Shore of Chesapeake Bay","Non-Tidal Atm",5298.3920900000003,4195.4140630000002,4195.4140630000002,4195.4140630000002,4195.4140630000002,4195.4140630000002,4195.4140630000002,4195.4140699999998,4195.4140749999997]
["A24039EL0_5763_0000","24039","SOMERSET","Lower Eastern Shore","Eastern Shore of Chesapeake Bay","Septic",0,2621.3679200000001,2505.048096,2250.751953,2409.3320309999999,2393.6479490000002,2290.1589359999998,1915.841398,1523.036932]
["A24039EL0_5763_0000","24039","SOMERSET","Lower Eastern Shore","Eastern Shore of Chesapeake Bay","Stormwater",4604.9619140000004,4944.8318060000001,5151.6959989999996,4864.278566,4935.7657959999997,5139.5143740000003,4185.1379390000002,4039.5610139999999,3298.1376909999999]
["A24039EL0_5763_0000","24039","SOMERSET","Lower Eastern Shore","Eastern Shore of Chesapeake Bay","Wastewater",0,0,0,0,0,0,0,0]
["A24039EL0_5765_0000","24039","SOMERSET","Lower Eastern Shore","Eastern Shore of Chesapeake Bay","Agriculture",3689.0456049999998,4498.222874,3313.282314,4481.0278969999999,2554.7857429999999,3475.4909240000002,2844.7186900000002,3192.3635840000002,3111.7510969999998]
["A24039EL0_5765_0000","24039","SOMERSET","Lower Eastern Shore","Eastern Shore of Chesapeake Bay","Forest",2182.3835290000002,1985.6795420000001,1950.330841,2015.964905,2020.8991550000001,2012.553803,2043.736191,1965.8738000000001,1976.235772]
["A24039EL0_5765_0000","24039","SOMERSET","Lower Eastern Shore","Eastern Shore of Chesapeake Bay","Non-Tidal Atm",1683.094971,1332.720947,1332.720947,1332.720947,1332.720947,1332.720947,1332.720947,1332.720937,1332.72093]
["A24039EL0_5765_0000","24039","SOMERSET","Lower Eastern Shore","Eastern Shore of Chesapeake Bay","Septic",0,2712.6499020000001,2613.2770999999998,2628.4140630000002,2494.9960940000001,2480.2209469999998,1480.220947,2000.388179,1591.7955649999999]
["A24039EL0_5765_0000","24039","SOMERSET","Lower Eastern Shore","Eastern Shore of Chesapeake Bay","Stormwater",2274.3472750000001,2586.8991470000001,2555.2746350000002,2473.7574509999999,2491.8528670000001,2518.3810269999999,2300.6815790000001,2030.9550549999999,1681.408668]
["A24039EL0_5765_0000","24039","SOMERSET","Lower Eastern Shore","Eastern Shore of Chesapeake Bay","Wastewater",0,0,0,0,0,0,0,0]
["A24039EL0_5890_0000","24039","SOMERSET","Lower Eastern Shore","Eastern Shore of Chesapeake Bay","Agriculture",0,0,0,0,0,0,0,0,0]
["A24039EL0_5890_0000","24039","SOMERSET","Lower Eastern Shore","Eastern Shore of Chesapeake Bay","Forest",7096.4633180000001,6575.2199099999998,6457.4692080000004,6683.313263,6691.4349670000001,6658.6116030000003,6545.1653450000003,6509.5046309999998,6544.1949139999997]
["A24039EL0_5890_0000","24039","SOMERSET","Lower Eastern Shore","Eastern Shore of Chesapeake Bay","Non-Tidal Atm",11788.820309999999,9334.7128909999992,9334.7128909999992,9334.7128909999992,9334.7128909999992,9334.7128909999992,9334.7128909999992,9334.7129239999995,9334.7129459999996]
["A24039EL0_5890_0000","24039","SOMERSET","Lower Eastern Shore","Eastern Shore of Chesapeake Bay","Septic",382.8952026,1257.5820309999999,1189.098999,1182.6479489999999,1211.1879879999999,1236.63501,0,905.54622470000004,716.51104180000004]
["A24039EL0_5890_0000","24039","SOMERSET","Lower Eastern Shore","Eastern Shore of Chesapeake Bay","Stormwater",804.0690002,1087.3713990000001,1014.996094,958.89387509999995,972.79611199999999,1043.523285,1335.354004,854.91390779999995,748.19245049999995]
["A24039EL0_5890_0000","24039","SOMERSET","Lower Eastern Shore","Eastern Shore of Chesapeake Bay","Wastewater",2578.6621089999999,2557.5319519999998,2727.0238949999998,2885.9838559999998,2257.922943,1680.975921,1502.789626,2029.990763,1565.3020079999999]
["A24039EL0_5891_0000","24039","SOMERSET","Lower Eastern Shore","Eastern Shore of Chesapeake Bay","Agriculture",1313.733007,1601.4222600000001,1179.940296,1595.357017,980.54981810000004,1348.695794,1108.6969340000001,1135.5264549999999,1105.9172269999999]
["A24039EL0_5891_0000","24039","SOMERSET","Lower Eastern Shore","Eastern Shore of Chesapeake Bay","Forest",4948.4290769999998,4597.3177800000003,4517.0272830000004,4670.1327819999997,4672.248047,4654.7260429999997,4596.0711680000004,4553.2430089999998,4577.3868259999999]
["A24039EL0_5891_0000","24039","SOMERSET","Lower Eastern Shore","Eastern Shore of Chesapeake Bay","Non-Tidal Atm",12827.849609999999,10157.450199999999,10157.450199999999,10157.450199999999,10157.450199999999,10157.450199999999,10157.450199999999,10157.45019,10157.45019]
["A24039EL0_5891_0000","24039","SOMERSET","Lower Eastern Shore","Eastern Shore of Chesapeake Bay","Septic",0,339.79501340000002,320.381012,167.7559967,275.85140990000002,271.81869510000001,308.12899779999998,244.14369809999999,193.3188222]
["A24039EL0_5891_0000","24039","SOMERSET","Lower Eastern Shore","Eastern Shore of Chesapeake Bay","Stormwater",314.2435284,416.85534860000001,417.54486650000001,416.87538910000001,426.85506820000001,432.87357329999998,579.44949340000005,341.39861999999999,290.63445569999999]
["A24039EL0_5891_0000","24039","SOMERSET","Lower Eastern Shore","Eastern Shore of Chesapeake Bay","Wastewater",0,0,0,1.016950011,1.016950011,1.016950011,0,0.61017001900000001,1.016950032]
["A24039EL0_5892_0000","24039","SOMERSET","Lower Eastern Shore","Eastern Shore of Chesapeake Bay","Agriculture",7135.0031060000001,8701.8491990000002,6409.2494500000003,8666.2967779999999,4805.8690859999997,6580.9154980000003,5382.0991540000005,6171.7332390000001,6013.389099]
["A24039EL0_5892_0000","24039","SOMERSET","Lower Eastern Shore","Eastern Shore of Chesapeake Bay","Forest",11589.413210000001,10826.56683,10640.222540000001,11004.15222,11018.29285,10979.679260000001,10873.900390000001,10725.63528,10782.57711]
["A24039EL0_5892_0000","24039","SOMERSET","Lower Eastern Shore","Eastern Shore of Chesapeake Bay","Non-Tidal Atm",7657.5771480000003,6063.4819340000004,6063.4819340000004,6063.4819340000004,6063.4819340000004,6063.4819340000004,6063.4819340000004,6063.4819299999999,6063.4819269999998]
["A24039EL0_5892_0000","24039","SOMERSET","Lower Eastern Shore","Eastern Shore of Chesapeake Bay","Septic",0,1622.905029,1559.0570070000001,1471.588013,1454.1999510000001,1430.7569579999999,1286.1080320000001,1194.3246999999999,951.16982829999995]
["A24039EL0_5892_0000","24039","SOMERSET","Lower Eastern Shore","Eastern Shore of Chesapeake Bay","Stormwater",1319.092987,1442.0256690000001,1456.0840800000001,1416.3283120000001,1436.6180569999999,1438.0265199999999,1699.7432859999999,1165.51756,971.80654730000003]
["A24039EL0_5892_0000","24039","SOMERSET","Lower Eastern Shore","Eastern Shore of Chesapeake Bay","Wastewater",0,0,0,0,0,0,0,0]
["A24039EL0_5893_0000","24039","SOMERSET","Lower Eastern Shore","Eastern Shore of Chesapeake Bay","Agriculture",5974.2151229999999,7284.3065859999997,6730.3428320000003,7856.6729759999998,5417.9417970000004,7559.4274180000002,6360.4610030000003,6143.0350209999997,5751.4964810000001]
["A24039EL0_5893_0000","24039","SOMERSET","Lower Eastern Shore","Eastern Shore of Chesapeake Bay","Forest",6500.1306160000004,6122.1226500000002,6021.8512879999998,6228.9562070000002,6239.2169190000004,6213.4766540000001,6148.1097419999996,6070.2175530000004,6102.46173]
["A24039EL0_5893_0000","24039","SOMERSET","Lower Eastern Shore","Eastern Shore of Chesapeake Bay","Non-Tidal Atm",5252.1191410000001,4158.7739259999998,4158.7739259999998,4158.7739259999998,4158.7739259999998,4158.7739259999998,4158.7739259999998,4158.773921,4158.7739170000004]
["A24039EL0_5893_0000","24039","SOMERSET","Lower Eastern Shore","Eastern Shore of Chesapeake Bay","Septic",0,1847.165039,1663.2110600000001,1531.6519780000001,1492.76001,1462.0870359999999,914.86682129999997,1253.0598030000001,979.62563139999997]
["A24039EL0_5893_0000","24039","SOMERSET","Lower Eastern Shore","Eastern Shore of Chesapeake Bay","Stormwater",1175.732025,1066.556198,1052.6931,1024.2037660000001,1030.2247010000001,1022.216705,1273.999695,840.76426530000003,699.47837549999997]
["A24039EL0_5893_0000","24039","SOMERSET","Lower Eastern Shore","Eastern Shore of Chesapeake Bay","Wastewater",0,0,0,0,0,0,0.60961258399999996,1038.8171500000001,1731.3619169999999]
["A24039EL0_5894_0000","24039","SOMERSET","Lower Eastern Shore","Eastern Shore of Chesapeake Bay","Agriculture",3182.4404450000002,3881.318334,2858.424207,3864.658465,2373.1305090000001,3271.5924460000001,2688.9805959999999,2751.4512110000001,2680.1358810000002]
["A24039EL0_5894_0000","24039","SOMERSET","Lower Eastern Shore","Eastern Shore of Chesapeake Bay","Forest",2240.5061179999998,1705.6356740000001,1644.341156,1696.8972630000001,1687.124382,1680.657723,1153.50549,1657.2596530000001,1665.8719840000001]
["A24039EL0_5894_0000","24039","SOMERSET","Lower Eastern Shore","Eastern Shore of Chesapeake Bay","Non-Tidal Atm",1686.6629640000001,1335.5469969999999,1335.5469969999999,1335.5469969999999,1335.5469969999999,1335.5469969999999,1335.5469969999999,1335.5469900000001,1335.5469849999999]
["A24039EL0_5894_0000","24039","SOMERSET","Lower Eastern Shore","Eastern Shore of Chesapeake Bay","Septic",0,7516.3627930000002,7060.1450199999999,7020.8378910000001,6748.0439450000003,6793.2939450000003,4138.2919920000004,5376.4311269999998,4253.955199]
["A24039EL0_5894_0000","24039","SOMERSET","Lower Eastern Shore","Eastern Shore of Chesapeake Bay","Stormwater",4653.8083800000004,6608.8278190000001,6631.7018129999997,6379.2305909999995,6473.7152550000001,6576.856597,9396.4001459999999,5271.0646569999999,4363.9732199999999]
["A24039EL0_5894_0000","24039","SOMERSET","Lower Eastern Shore","Eastern Shore of Chesapeake Bay","Wastewater",0,0,0,0,0,0,0,0]
["A24039EL0_6001_0000","24039","SOMERSET","Lower Eastern Shore","Eastern Shore of Chesapeake Bay","Agriculture",310308.26699999999,378370.712,278715.10190000001,376818.47820000001,231086.96119999999,318769.4129,261845.96359999999,268369.85470000003,261473.0233]
["A24039EL0_6001_0000","24039","SOMERSET","Lower Eastern Shore","Eastern Shore of Chesapeake Bay","Forest",37010.380369999999,36837.487059999999,36252.613279999998,37506.046629999997,37550.450689999998,37504.458489999997,37019.944340000002,36542.560189999997,36735.858139999997]
["A24039EL0_6001_0000","24039","SOMERSET","Lower Eastern Shore","Eastern Shore of Chesapeake Bay","Non-Tidal Atm",4003.1420899999998,3169.7990719999998,3169.7990719999998,3169.7990719999998,3169.7990719999998,3169.7990719999998,3169.7990719999998,3169.7990479999999,3169.7990319999999]
["A24039EL0_6001_0000","24039","SOMERSET","Lower Eastern Shore","Eastern Shore of Chesapeake Bay","Septic",5632.3989259999998,8140.544922,7967.2568359999996,7921.3178710000002,8004.3569340000004,8066.6040039999998,5602.5439450000003,6126.2561839999998,4898.9224160000003]
["A24039EL0_6001_0000","24039","SOMERSET","Lower Eastern Shore","Eastern Shore of Chesapeake Bay","Stormwater",25672.40453,31361.244119999999,31817.173119999999,31015.16691,31140.178639999998,31631.555489999999,36533.974549999999,25606.5308,21466.102579999999]
["A24039EL0_6001_0000","24039","SOMERSET","Lower Eastern Shore","Eastern Shore of Chesapeake Bay","Wastewater",29339.346679999999,16887.487300000001,11968.474120000001,15700.737300000001,15988.79687,13545.25,12763.880859999999,22518.791720000001,29552.336790000001]
["A24039EL0_6002_0000","24039","SOMERSET","Lower Eastern Shore","Eastern Shore of Chesapeake Bay","Agriculture",90907.94339,110847.42359999999,81653.442710000003,110393.77,67750.521340000007,93462.679210000002,76774.597559999995,78623.569659999994,76603.654299999995]
["A24039EL0_6002_0000","24039","SOMERSET","Lower Eastern Shore","Eastern Shore of Chesapeake Bay","Forest",11451.13183,11750.441349999999,11610.80524,12025.56683,12046.74359,12037.75769,12235.403990000001,11704.474099999999,11766.92001]
["A24039EL0_6002_0000","24039","SOMERSET","Lower Eastern Shore","Eastern Shore of Chesapeake Bay","Non-Tidal Atm",1124.43103,890.35601810000003,890.35601810000003,890.35601810000003,890.35601810000003,890.35601810000003,890.35601810000003,890.35601829999996,890.35601840000004]
["A24039EL0_6002_0000","24039","SOMERSET","Lower Eastern Shore","Eastern Shore of Chesapeake Bay","Septic",1561.9160159999999,1423.3289789999999,1321.3270259999999,1268.4730219999999,1253.991943,1229.5789789999999,890.03948969999999,1002.467315,789.89417390000006]
["A24039EL0_6002_0000","24039","SOMERSET","Lower Eastern Shore","Eastern Shore of Chesapeake Bay","Stormwater",4157.3378910000001,3706.9350880000002,3669.1036680000002,3559.0786280000002,3570.1777489999999,3557.0697169999999,3490.9497219999998,2928.0589020000002,2434.0290570000002]
["A24039EL0_6002_0000","24039","SOMERSET","Lower Eastern Shore","Eastern Shore of Chesapeake Bay","Wastewater",383.95079040000002,361.48129280000001,2808.6914299999999,2783.149437,2741.258057,2741.258057,2898.423096,2248.9624650000001,1875.8098230000001]
["A24039EL0_6003_0000","24039","SOMERSET","Lower Eastern Shore","Eastern Shore of Chesapeake Bay","Agriculture",131607.61970000001,160475.929,118208.8737,159817.6961,99112.395220000006,135305.655,111146.9537,113822.2304,110897.8015]
["A24039EL0_6003_0000","24039","SOMERSET","Lower Eastern Shore","Eastern Shore of Chesapeake Bay","Forest",24434.768059999999,24295.20276,23978.645390000001,24828.766609999999,24894.511350000001,24832.400519999999,24648.07141,24171.733209999999,24300.458429999999]
["A24039EL0_6003_0000","24039","SOMERSET","Lower Eastern Shore","Eastern Shore of Chesapeake Bay","Non-Tidal Atm",9262.3818360000005,7334.2119140000004,7334.2119140000004,7334.2119140000004,7334.2119140000004,7334.2119140000004,7334.2119140000004,7334.2119050000001,7334.2118989999999]
["A24039EL0_6003_0000","24039","SOMERSET","Lower Eastern Shore","Eastern Shore of Chesapeake Bay","Septic",8760.7363280000009,7715.1601559999999,7173.9560549999997,7010.3579099999997,6931.9589839999999,6829.3837890000004,5736.9702150000003,5447.6508130000002,4296.7806520000004]
["A24039EL0_6003_0000","24039","SOMERSET","Lower Eastern Shore","Eastern Shore of Chesapeake Bay","Stormwater",14129.14194,12975.510249999999,12819.42792,12363.94824,12433.329100000001,12365.06763,14518.03314,10144.807049999999,8361.7264720000003]
["A24039EL0_6003_0000","24039","SOMERSET","Lower Eastern Shore","Eastern Shore of Chesapeake Bay","Wastewater",883.32879639999999,2152.4099120000001,1511.240967,1446.514038,1303.5610349999999,1261.9670410000001,1335.7039789999999,604.49638679999998]
["A24039EL0_6004_0000","24039","SOMERSET","Lower Eastern Shore","Eastern Shore of Chesapeake Bay","Agriculture",0,0,0,0,0,0,0,0,0]
["A24039EL0_6004_0000","24039","SOMERSET","Lower Eastern Shore","Eastern Shore of Chesapeake Bay","Forest",142.24583340000001,132.41092209999999,130.13477280000001,134.58344080000001,134.6686211,134.155551,133.09272619999999,131.17936879999999,131.87576619999999]
["A24039EL0_6004_0000","24039","SOMERSET","Lower Eastern Shore","Eastern Shore of Chesapeake Bay","Non-Tidal Atm",81.841110229999998,64.804069519999999,64.804069519999999,64.804069519999999,64.804069519999999,64.804069519999999,64.804069519999999,64.804069740000003,64.80406988]
["A24039EL0_6004_0000","24039","SOMERSET","Lower Eastern Shore","Eastern Shore of Chesapeake Bay","Septic",0,0,0,0,0,0,0,0,0]
["A24039EL0_6004_0000","24039","SOMERSET","Lower Eastern Shore","Eastern Shore of Chesapeake Bay","Stormwater",0,0,0,0,0,0,0,0,0]
["A24039EL0_6004_0000","24039","SOMERSET","Lower Eastern Shore","Eastern Shore of Chesapeake Bay","Wastewater",0,0,0,0,0,0,0,0]
["A24039EL0_6010_0000","24039","SOMERSET","Lower Eastern Shore","Eastern Shore of Chesapeake Bay","Agriculture",15984.23451,19491.884480000001,14358.39005,19412.68807,11918.08762,16435.643400000001,13499.378989999999,13826.62449,13472.11412]
["A24039EL0_6010_0000","24039","SOMERSET","Lower Eastern Shore","Eastern Shore of Chesapeake Bay","Forest",8742.6264040000005,8332.9775389999995,8200.5810849999998,8483.7664189999996,8491.9343260000005,8465.3771670000006,8452.4675900000002,8266.4974679999996,8310.4417240000002]
["A24039EL0_6010_0000","24039","SOMERSET","Lower Eastern Shore","Eastern Shore of Chesapeake Bay","Non-Tidal Atm",3494.3039549999999,2766.8869629999999,2766.8869629999999,2766.8869629999999,2766.8869629999999,2766.8869629999999,2766.8869629999999,2766.88699,2766.8870080000002]
["A24039EL0_6010_0000","24039","SOMERSET","Lower Eastern Shore","Eastern Shore of Chesapeake Bay","Septic",0,237.96299740000001,214.62989809999999,149.3650055,205.11920169999999,202.09080510000001,195.94619750000001,161.77181440000001,126.533092]
["A24039EL0_6010_0000","24039","SOMERSET","Lower Eastern Shore","Eastern Shore of Chesapeake Bay","Stormwater",519.89535520000004,461.15534209999998,454.9218674,448.1013031,450.39999390000003,446.6988983,416.27619170000003,368.9257528,311.59500980000001]
["A24039EL0_6010_0000","24039","SOMERSET","Lower Eastern Shore","Eastern Shore of Chesapeake Bay","Wastewater",0,0,0,0,0,0,0,0]
["A24039EL0_6011_0000","24039","SOMERSET","Lower Eastern Shore","Eastern Shore of Chesapeake Bay","Agriculture",8971.5793959999992,10939.47957,8057.8194130000002,7324.8192239999998,3716.8602989999999,4804.391106,3940.8791620000002,7758.6509999999998,7559.2053919999998]
["A24039EL0_6011_0000","24039","SOMERSET","Lower Eastern Shore","Eastern Shore of Chesapeake Bay","Forest",9518.7117920000001,8505.1112059999996,8331.2662660000005,8748.9465330000003,8735.5225219999993,8700.2355960000004,7426.6166999999996,8398.9119890000002,8444.0091369999991]
["A24039EL0_6011_0000","24039","SOMERSET","Lower Eastern Shore","Eastern Shore of Chesapeake Bay","Non-Tidal Atm",13888.25,10997.110350000001,10997.110350000001,10997.110350000001,10997.110350000001,10997.110350000001,10997.110350000001,10997.110360000001,10997.11037]
["A24039EL0_6011_0000","24039","SOMERSET","Lower Eastern Shore","Eastern Shore of Chesapeake Bay","Septic",3986.110107,4601.2807620000003,4422.7109380000002,4428.591797,4415.5141599999997,4400.3007809999999,1372.5179439999999,3384.0203350000002,2691.559933]
["A24039EL0_6011_0000","24039","SOMERSET","Lower Eastern Shore","Eastern Shore of Chesapeake Bay","Stormwater",13186.809509999999,14665.64545,14561.73596,13773.51555,14121.755450000001,14214.14632,21178.7291,11460.240820000001,9392.5773860000008]
["A24039EL0_6011_0000","24039","SOMERSET","Lower Eastern Shore","Eastern Shore of Chesapeake Bay","Wastewater",20513.320309999999,25879.820309999999,20433.390630000002,10436.070309999999,7313.875,6363.9467770000001,6850.4741210000002,15482.70025,12182.24]
["A24039EL1_5570_0001","24039","SOMERSET","Lower Eastern Shore","Eastern Shore of Chesapeake Bay","Agriculture",54521.390079999997,66479.691879999998,45787.975380000003,64797.087299999999,38573.580190000001,52754.206919999997,42977.724110000003,51907.854950000001,55987.774669999999]
["A24039EL1_5570_0001","24039","SOMERSET","Lower Eastern Shore","Eastern Shore of Chesapeake Bay","Forest",7881.1846310000001,8000.7102050000003,7900.6970819999997,8181.2265319999997,8197.0013739999995,8184.4058830000004,8280.3790279999994,8026.664831,8110.6433299999999]
["A24039EL1_5570_0001","24039","SOMERSET","Lower Eastern Shore","Eastern Shore of Chesapeake Bay","Non-Tidal Atm",2.3170700069999999,1.8347209689999999,1.8347209689999999,1.8347209689999999,1.8347209689999999,1.8347209689999999,1.8347209689999999,1.8347211830000001,1.8347213259999999]
["A24039EL1_5570_0001","24039","SOMERSET","Lower Eastern Shore","Eastern Shore of Chesapeake Bay","Septic",0,621.32580570000005,560.38287349999996,537.56890869999995,528.59222409999995,518.94177249999996,649.16119379999998,469.25567819999998,408.50421469999998]
["A24039EL1_5570_0001","24039","SOMERSET","Lower Eastern Shore","Eastern Shore of Chesapeake Bay","Stormwater",1659.7047769999999,1493.226694,1473.9820560000001,1433.3170849999999,1437.423714,1432.9509350000001,1468.511238,1287.4366889999999,1163.0731109999999]
["A24039EL1_5570_0001","24039","SOMERSET","Lower Eastern Shore","Eastern Shore of Chesapeake Bay","Wastewater",0,0,0,0,0,0,0,0]
["A24039EL1_6000_0001","24039","SOMERSET","Lower Eastern Shore","Eastern Shore of Chesapeake Bay","Agriculture",64042.605199999998,78088.441099999996,57522.994359999997,77768.114650000003,47728.248059999998,65840.091650000002,54084.930189999999,63564.496400000004,67592.164430000004]
["A24039EL1_6000_0001","24039","SOMERSET","Lower Eastern Shore","Eastern Shore of Chesapeake Bay","Forest",8278.4440919999997,8486.5420840000006,8385.0857240000005,8684.0114749999993,8698.9542849999998,8691.1981820000001,8834.6962280000007,8521.6101060000001,8612.6263610000005]
["A24039EL1_6000_0001","24039","SOMERSET","Lower Eastern Shore","Eastern Shore of Chesapeake Bay","Non-Tidal Atm",1143.875,905.75231929999995,905.75231929999995,905.75231929999995,905.75231929999995,905.75231929999995,905.75231929999995,905.75229790000003,905.75228360000006]
["A24039EL1_6000_0001","24039","SOMERSET","Lower Eastern Shore","Eastern Shore of Chesapeake Bay","Septic",0,1135.6669919999999,1038.786987,993.42272949999995,978.88751219999995,965.93511960000001,849.40771480000001,877.56824830000005,770.08908919999999]
["A24039EL1_6000_0001","24039","SOMERSET","Lower Eastern Shore","Eastern Shore of Chesapeake Bay","Stormwater",2319.6484599999999,2090.1192940000001,2063.5648200000001,2006.086685,2011.964066,2004.8780670000001,1919.000198,1808.7399290000001,1638.856669]
["A24039EL1_6000_0001","24039","SOMERSET","Lower Eastern Shore","Eastern Shore of Chesapeake Bay","Wastewater",0,0,0,0,0,0,0,0]
["A24039EL3_5970_0000","24039","SOMERSET","Lower Eastern Shore","Eastern Shore of Chesapeake Bay","Agriculture",83152.702040000004,101391.9911,93684.989239999995,109367.1145,75180.719349999999,105207.962,88550.011400000003,85513.128509999995,80065.221359999996]
["A24039EL3_5970_0000","24039","SOMERSET","Lower Eastern Shore","Eastern Shore of Chesapeake Bay","Forest",7439.4282830000002,7955.0844729999999,7877.1970209999999,8163.6429749999998,8180.6719059999996,8183.323394,8348.7588500000002,7940.8569639999996,7983.296926]
["A24039EL3_5970_0000","24039","SOMERSET","Lower Eastern Shore","Eastern Shore of Chesapeake Bay","Non-Tidal Atm",825.53131099999996,653.67858890000002,653.67858890000002,653.67858890000002,653.67858890000002,653.67858890000002,653.67858890000002,653.67858720000004,653.67858609999996]
["A24039EL3_5970_0000","24039","SOMERSET","Lower Eastern Shore","Eastern Shore of Chesapeake Bay","Septic",0,2444.6040039999998,2230.548096,2135.3149410000001,2123.3549800000001,2071.076904,2223.8479000000002,1686.134047,1323.1913480000001]
["A24039EL3_5970_0000","24039","SOMERSET","Lower Eastern Shore","Eastern Shore of Chesapeake Bay","Stormwater",4269.288818,3623.8073279999999,3577.0904759999999,3463.3931809999999,3470.0126949999999,3465.8979639999998,3620.0214919999999,2848.3366249999999,2362.500724]
["A24039EL3_5970_0000","24039","SOMERSET","Lower Eastern Shore","Eastern Shore of Chesapeake Bay","Wastewater",0,0,0,0,0,0,0,0,0]
["A24039EL3_5971_0000","24039","SOMERSET","Lower Eastern Shore","Eastern Shore of Chesapeake Bay","Agriculture",111340.03109999999,135760.1102,125440.2697,146438.68799999999,100674.428,140867.8155,118564.4026,114499.5016,107205.6562]
["A24039EL3_5971_0000","24039","SOMERSET","Lower Eastern Shore","Eastern Shore of Chesapeake Bay","Forest",11254.43225,11833.15949,11706.470950000001,12127.5846,12151.66755,12149.169309999999,12360.359979999999,11801.029500000001,11864.06854]
["A24039EL3_5971_0000","24039","SOMERSET","Lower Eastern Shore","Eastern Shore of Chesapeake Bay","Non-Tidal Atm",1110.2070309999999,879.09289550000005,879.09289550000005,879.09289550000005,879.09289550000005,879.09289550000005,879.09289550000005,879.09289520000004,879.092895]
["A24039EL3_5971_0000","24039","SOMERSET","Lower Eastern Shore","Eastern Shore of Chesapeake Bay","Septic",0,2312.8439939999998,2097.3239749999998,2044.801025,1981.7889399999999,1929.9379879999999,2299.0690920000002,1582.9630079999999,1240.055697]
["A24039EL3_5971_0000","24039","SOMERSET","Lower Eastern Shore","Eastern Shore of Chesapeake Bay","Stormwater",3381.4354549999998,3048.347123,3009.8442540000001,2926.6915429999999,2936.6585839999998,2923.8245999999999,3112.9465479999999,2411.581001,2012.7388330000001]
["A24039EL3_5971_0000","24039","SOMERSET","Lower Eastern Shore","Eastern Shore of Chesapeake Bay","Wastewater",0,0,0,0,0,0,0,0]
["A24039EL3_5974_0000","24039","SOMERSET","Lower Eastern Shore","Eastern Shore of Chesapeake Bay","Agriculture",86455.658689999997,105418.2956,77654.471009999994,104985.7222,64416.268620000003,88885.706390000007,73014.651339999997,74771.678969999994,72849.817609999998]
["A24039EL3_5974_0000","24039","SOMERSET","Lower Eastern Shore","Eastern Shore of Chesapeake Bay","Forest",20795.32202,20278.724849999999,19973.557369999999,20691.12341,20717.977180000002,20682.715820000001,20809.296259999999,20134.804919999999,20242.30328]
["A24039EL3_5974_0000","24039","SOMERSET","Lower Eastern Shore","Eastern Shore of Chesapeake Bay","Non-Tidal Atm",6536.6967770000001,5175.9379879999997,5175.9379879999997,5175.9379879999997,5175.9379879999997,5175.9379879999997,5175.9379879999997,5175.9379550000003,5175.9379330000002]
["A24039EL3_5974_0000","24039","SOMERSET","Lower Eastern Shore","Eastern Shore of Chesapeake Bay","Septic",5442.9541019999997,4961.0732420000004,4669.2641599999997,4643.5830079999996,4537.6918949999999,4489.7158200000003,4089.4670409999999,3555.8481190000002,2813.5707590000002]
["A24039EL3_5974_0000","24039","SOMERSET","Lower Eastern Shore","Eastern Shore of Chesapeake Bay","Stormwater",10910.754209999999,10507.137210000001,10603.59691,10075.359130000001,10111.982180000001,10072.555179999999,10026.819820000001,8321.8269930000006,6800.6470499999996]
["A24039EL3_5974_0000","24039","SOMERSET","Lower Eastern Shore","Eastern Shore of Chesapeake Bay","Wastewater",0,6.0900301929999996,6.0900301929999996,6.0900301929999996,6.0900301929999996,6.0900301929999996,6.0900301929999996,6.087029405,6.0850288800000003]
["A24041EM0_4324_0000","24041","TALBOT","Choptank","Eastern Shore of Chesapeake Bay","Agriculture",218151.16940000001,170460.19500000001,138695.35870000001,135204.71590000001,133743.2788,130634.6404,106870.89720000001,107429.6091,86585.776070000007]
["A24041EM0_4324_0000","24041","TALBOT","Choptank","Eastern Shore of Chesapeake Bay","Forest",10288.62341,8756.2758790000007,8873.8418889999994,9115.2019039999996,9166.8074959999994,9198.225891,9436.7504879999997,8927.3612279999998,8963.0407880000002]
["A24041EM0_4324_0000","24041","TALBOT","Choptank","Eastern Shore of Chesapeake Bay","Non-Tidal Atm",643.49530030000005,359.66220090000002,359.66220090000002,359.66220090000002,359.66220090000002,359.66220090000002,359.66220090000002,359.66220079999999,359.66220070000003]
["A24041EM0_4324_0000","24041","TALBOT","Choptank","Eastern Shore of Chesapeake Bay","Septic",3292.3579100000002,5784.7729490000002,6169.2070309999999,6391.6430659999996,6495.7690430000002,6600.8032229999999,6254.5717770000001,4586.4386709999999,3531.2597639999999]
["A24041EM0_4324_0000","24041","TALBOT","Choptank","Eastern Shore of Chesapeake Bay","Stormwater",12089.064350000001,17862.049609999998,17372.85052,17463.390950000001,17932.804270000001,17992.315549999999,18343.096580000001,14193.47359,12073.88898]
["A24041EM0_4324_0000","24041","TALBOT","Choptank","Eastern Shore of Chesapeake Bay","Wastewater",0,0,0,0,0,0,0,0]
["A24041EM0_4551_0000","24041","TALBOT","Choptank","Eastern Shore of Chesapeake Bay","Agriculture",6459.8803779999998,5047.9959369999997,4231.0729250000004,4127.1368990000001,4075.980466,3983.36591,3262.0262969999999,3279.6308009999998,2645.3360520000001]
["A24041EM0_4551_0000","24041","TALBOT","Choptank","Eastern Shore of Chesapeake Bay","Forest",577.12271120000003,416.72683139999998,425.28082849999998,438.37120240000002,441.96501160000003,444.59767349999998,606.73698809999996,427.88525609999999,429.62154120000002]
["A24041EM0_4551_0000","24041","TALBOT","Choptank","Eastern Shore of Chesapeake Bay","Non-Tidal Atm",1119.619019,625.77709960000004,625.77709960000004,625.77709960000004,625.77709960000004,625.77709960000004,625.77709960000004,625.77710019999995,625.77710060000004]
["A24041EM0_4551_0000","24041","TALBOT","Choptank","Eastern Shore of Chesapeake Bay","Septic",562.12188719999995,708.79132079999999,719.51452640000002,728.8458862,726.21942139999999,723.12298580000004,728.76239009999995,529.46267369999998,402.76143860000002]
["A24041EM0_4551_0000","24041","TALBOT","Choptank","Eastern Shore of Chesapeake Bay","Stormwater",3642.251162,3527.9986939999999,3398.6381080000001,3301.0656130000002,3279.014099,3296.6989130000002,2576.3132719999999,2701.6461450000002,2236.984837]
["A24041EM0_4551_0000","24041","TALBOT","Choptank","Eastern Shore of Chesapeake Bay","Wastewater",98.757247919999998,5177.4060060000002,5644.6938479999999,5642.2199710000004,5420.3549800000001,4418.6059569999998,4618.4506709999996,4902.6659479999998,4407.9806820000003]
["A24041EM0_4870_0000","24041","TALBOT","Choptank","Eastern Shore of Chesapeake Bay","Agriculture",70810.111520000006,55330.015070000001,46382.143700000001,45245.796889999998,44858.155650000001,43667.840040000003,35761.348639999997,35956.69526,29006.3963]
["A24041EM0_4870_0000","24041","TALBOT","Choptank","Eastern Shore of Chesapeake Bay","Forest",9473.9936519999992,7847.7682800000002,7886.3183900000004,8070.1482239999996,8108.9050900000002,8146.9125979999999,8104.9092710000004,7933.9331469999997,7965.6763179999998]
["A24041EM0_4870_0000","24041","TALBOT","Choptank","Eastern Shore of Chesapeake Bay","Non-Tidal Atm",3715.9289549999999,2076.9060060000002,2076.9060060000002,2076.9060060000002,2076.9060060000002,2076.9060060000002,2076.9060060000002,2076.9060220000001,2076.9060330000002]
["A24041EM0_4870_0000","24041","TALBOT","Choptank","Eastern Shore of Chesapeake Bay","Septic",8839.0791019999997,12295.469730000001,12324.79004,12382.950199999999,12339.110350000001,12302.009770000001,12961.469730000001,9046.2528610000008,6860.5614089999999]
["A24041EM0_4870_0000","24041","TALBOT","Choptank","Eastern Shore of Chesapeake Bay","Stormwater",14077.92246,14676.59827,14124.52061,13926.28772,13947.921969999999,13796.80517,14697.157660000001,11393.889349999999,9573.4685100000006]
["A24041EM0_4870_0000","24041","TALBOT","Choptank","Eastern Shore of Chesapeake Bay","Wastewater",0,256.03729249999998,256.03729249999998,256.03729249999998,256.03729249999998,256.03729249999998,1.213127971,103.1421967,1.21213288]
["A24041EM0_4871_0000","24041","TALBOT","Choptank","Eastern Shore of Chesapeake Bay","Agriculture",55767.029210000001,43575.777520000003,36529.154170000002,35633.826179999996,35183.474139999998,34390.685129999998,28165.18216,28318.177049999998,22844.192309999999]
["A24041EM0_4871_0000","24041","TALBOT","Choptank","Eastern Shore of Chesapeake Bay","Forest",3905.4696049999998,3485.6331329999998,3526.1483149999999,3630.691879,3661.4297019999999,3685.400498,3727.0720059999999,3548.0193810000001,3562.6000909999998]
["A24041EM0_4871_0000","24041","TALBOT","Choptank","Eastern Shore of Chesapeake Bay","Non-Tidal Atm",1097.2910159999999,613.29730219999999,613.29730219999999,613.29730219999999,613.29730219999999,613.29730219999999,613.29730219999999,613.29730329999995,613.29730400000005]
["A24041EM0_4871_0000","24041","TALBOT","Choptank","Eastern Shore of Chesapeake Bay","Septic",3729.3100589999999,4234.8789059999999,4206.7719729999999,4218.8208009999998,4191.6308589999999,4175.5151370000003,4681.6191410000001,3081.6813510000002,2331.6209370000001]
["A24041EM0_4871_0000","24041","TALBOT","Choptank","Eastern Shore of Chesapeake Bay","Stormwater",6028.2892460000003,6057.6809080000003,5831.4139409999998,5674.8428960000001,5636.3010249999998,5667.7312009999996,5861.5780350000005,4655.6082610000003,3871.7378079999999]
["A24041EM0_4871_0000","24041","TALBOT","Choptank","Eastern Shore of Chesapeake Bay","Wastewater",0,0,0,0,0,0,0,4684.3749369999996,7807.2915620000003]
["A24041EM0_4874_0000","24041","TALBOT","Choptank","Eastern Shore of Chesapeake Bay","Agriculture",151333.6312,118250.1053,99128.425340000002,96698.364870000005,95677.042830000006,93326.519709999993,76429.207389999996,76846.141080000001,61991.284899999999]
["A24041EM0_4874_0000","24041","TALBOT","Choptank","Eastern Shore of Chesapeake Bay","Forest",14657.39868,10169.74487,10325.27972,10437.932559999999,10428.580379999999,10416.330319999999,9257.7619630000008,10381.925069999999,10419.688630000001]
["A24041EM0_4874_0000","24041","TALBOT","Choptank","Eastern Shore of Chesapeake Bay","Non-Tidal Atm",4117.6411129999997,2301.429932,2301.429932,2301.429932,2301.429932,2301.429932,2301.429932,2301.4299179999998,2301.429909]
["A24041EM0_4874_0000","24041","TALBOT","Choptank","Eastern Shore of Chesapeake Bay","Septic",10703,17429.070309999999,18381.33008,18950.75,19054.699219999999,19188.869139999999,17423.939450000002,13637.3622,10474.71695]
["A24041EM0_4874_0000","24041","TALBOT","Choptank","Eastern Shore of Chesapeake Bay","Stormwater",49140.460959999997,55770.325089999998,53686.326609999996,54114.269189999999,54825.212809999997,54671.462059999998,62256.247770000002,43930.663589999996,37426.88824]
["A24041EM0_4874_0000","24041","TALBOT","Choptank","Eastern Shore of Chesapeake Bay","Wastewater",3298.860643,4265.8561399999999,4725.7730709999996,4307.0280759999996,4543.8140869999997,3909.2352900000001,1438.2317370000001,5645.5398729999997,6258.7177419999998]
["A24041EM0_4875_0000","24041","TALBOT","Choptank","Eastern Shore of Chesapeake Bay","Agriculture",52506.174659999997,41027.793969999999,34393.229930000001,33549.630720000001,33269.631150000001,32380.455109999999,26517.71183,26661.84535,21507.588960000001]
["A24041EM0_4875_0000","24041","TALBOT","Choptank","Eastern Shore of Chesapeake Bay","Forest",4416.1044920000004,3519.310821,3566.0382079999999,3653.4700320000002,3699.4973300000001,3716.4920659999998,3537.7705999999998,3587.4194280000002,3601.6735739999999]
["A24041EM0_4875_0000","24041","TALBOT","Choptank","Eastern Shore of Chesapeake Bay","Non-Tidal Atm",2544.2270509999998,1422.0179439999999,1422.0179439999999,1422.0179439999999,1422.0179439999999,1422.0179439999999,1422.0179439999999,1422.0179189999999,1422.0179029999999]
["A24041EM0_4875_0000","24041","TALBOT","Choptank","Eastern Shore of Chesapeake Bay","Septic",9257.6064449999994,11501.259770000001,11690.240229999999,11845.76953,11786.139649999999,11764.450199999999,12507.299800000001,8603.7071180000003,6546.0183770000003]
["A24041EM0_4875_0000","24041","TALBOT","Choptank","Eastern Shore of Chesapeake Bay","Stormwater",12364.976720000001,13077.131670000001,12593.45132,12411.005740000001,12206.24805,12255.85547,13735.274719999999,10126.885619999999,8482.5084779999997]
["A24041EM0_4875_0000","24041","TALBOT","Choptank","Eastern Shore of Chesapeake Bay","Wastewater",0,0,0,0,0,0,0,0]
["A24041EM0_4876_0000","24041","TALBOT","Choptank","Eastern Shore of Chesapeake Bay","Agriculture",42434.154119999999,33157.550519999997,27795.88319,27113.675770000002,26771.16936,26168.408520000001,21430.32143,21547.43015,17381.79479]
["A24041EM0_4876_0000","24041","TALBOT","Choptank","Eastern Shore of Chesapeake Bay","Forest",2604.8384099999998,2328.003181,2361.0311280000001,2434.219544,2457.57663,2475.6997070000002,2692.3229820000001,2375.7252279999998,2385.521295]
["A24041EM0_4876_0000","24041","TALBOT","Choptank","Eastern Shore of Chesapeake Bay","Non-Tidal Atm",2384.298096,1332.630981,1332.630981,1332.630981,1332.630981,1332.630981,1332.630981,1332.6309659999999,1332.630956]
["A24041EM0_4876_0000","24041","TALBOT","Choptank","Eastern Shore of Chesapeake Bay","Septic",591.62060550000001,708.08129880000001,709.64672849999999,718.97369379999998,719.0059814,714.57702640000002,961.57818599999996,522.25156340000001,397.3214534]
["A24041EM0_4876_0000","24041","TALBOT","Choptank","Eastern Shore of Chesapeake Bay","Stormwater",4456.3456150000002,4593.4947490000004,4423.3329000000003,4300.6403200000004,4270.8208009999998,4295.344666,3530.4364009999999,3524.0329400000001,2924.4996339999998]
["A24041EM0_4876_0000","24041","TALBOT","Choptank","Eastern Shore of Chesapeake Bay","Wastewater",4279.4809569999998,7362.2614679999997,5980.2233829999996,5965.3005309999999,5710.5685970000004,5375.4894960000001,6087.2795349999997,2392.4548199999999,0.60911199999999999]
["A24041EM0_4882_0000","24041","TALBOT","Choptank","Eastern Shore of Chesapeake Bay","Agriculture",115914.5267,90574.173389999996,84287.790479999996,82398.125610000003,80925.731060000006,79246.555949999994,65118.15137,65821.942850000007,53511.377760000003]
["A24041EM0_4882_0000","24041","TALBOT","Choptank","Eastern Shore of Chesapeake Bay","Forest",6975.5559700000003,6584.0115660000001,6661.252015,6863.2154849999997,6924.0986940000003,6953.8302919999996,7051.050964,6702.7480839999998,6730.412131]
["A24041EM0_4882_0000","24041","TALBOT","Choptank","Eastern Shore of Chesapeake Bay","Non-Tidal Atm",2425.2089839999999,1355.496948,1355.496948,1355.496948,1355.496948,1355.496948,1355.496948,1355.496965,1355.4969759999999]
["A24041EM0_4882_0000","24041","TALBOT","Choptank","Eastern Shore of Chesapeake Bay","Septic",0,2595.056885,2641.929932,2682.4809570000002,2679.9350589999999,2690.3420409999999,3037.906982,1946.1514299999999,1482.2990950000001]
["A24041EM0_4882_0000","24041","TALBOT","Choptank","Eastern Shore of Chesapeake Bay","Stormwater",4730.1665999999996,4719.6166480000002,4550.6362019999997,4450.0372930000003,4440.1953739999999,4629.0007169999999,4825.9823610000003,3678.4102429999998,3096.9262709999998]
["A24041EM0_4882_0000","24041","TALBOT","Choptank","Eastern Shore of Chesapeake Bay","Wastewater",0,1.2192250490000001,1.2192250490000001,1.2192250490000001,1.2192250490000001,1.2192250490000001,1.2192250490000001,1.21862442,1.218224]
["A24041EM2_4101_0000","24041","TALBOT","Choptank","Eastern Shore of Chesapeake Bay","Agriculture",175182.69709999999,136885.0429,111377.37300000001,108573.6485,108469.85709999999,104903.5435,85821.010150000002,86269.542130000002,69530.988219999999]
["A24041EM2_4101_0000","24041","TALBOT","Choptank","Eastern Shore of Chesapeake Bay","Forest",5416.7058109999998,5321.2834780000003,5472.2121889999999,5687.5194700000002,5765.1188050000001,5822.2857050000002,6242.8457340000004,5507.2223510000003,5530.5624589999998]
["A24041EM2_4101_0000","24041","TALBOT","Choptank","Eastern Shore of Chesapeake Bay","Non-Tidal Atm",420.32751459999997,234.929306,234.929306,234.929306,234.929306,234.929306,234.929306,234.92930870000001,234.92931050000001]
["A24041EM2_4101_0000","24041","TALBOT","Choptank","Eastern Shore of Chesapeake Bay","Septic",0,4202.9819340000004,4269.1811520000001,4325.8471680000002,4338.1801759999998,4346.8789059999999,5173.0942379999997,3141.9462910000002,2390.4563830000002]
["A24041EM2_4101_0000","24041","TALBOT","Choptank","Eastern Shore of Chesapeake Bay","Stormwater",8953.1107360000005,10029.29717,9657.1426630000005,9394.9802660000005,9627.4376709999997,9624.6558870000008,8649.9637380000004,7700.7130029999998,6396.4265640000003]
["A24041EM2_4101_0000","24041","TALBOT","Choptank","Eastern Shore of Chesapeake Bay","Wastewater",0,6662.3691410000001,7069.2978519999997,5593.3359380000002,5335.9609380000002,3958.6289059999999,2444.7280270000001,5637.2988649999998,4682.6328739999999]
["A24041EM4_4740_0000","24041","TALBOT","Choptank","Eastern Shore of Chesapeake Bay","Agriculture",143403.87359999999,112053.9295,91173.111690000005,88878.673250000007,87893.57789,85874.189429999999,70253.226980000007,70620.372489999994,56918.546349999997]
["A24041EM4_4740_0000","24041","TALBOT","Choptank","Eastern Shore of Chesapeake Bay","Forest",8053.1268920000002,7174.2593070000003,7275.3879390000002,7469.380005,7520.8252869999997,7576.1091919999999,8011.3497310000002,7319.5195649999996,7348.9406499999996]
["A24041EM4_4740_0000","24041","TALBOT","Choptank","Eastern Shore of Chesapeake Bay","Non-Tidal Atm",3217.4929200000001,1798.3199460000001,1798.3199460000001,1798.3199460000001,1798.3199460000001,1798.3199460000001,1798.3199460000001,1798.3199340000001,1798.3199259999999]
["A24041EM4_4740_0000","24041","TALBOT","Choptank","Eastern Shore of Chesapeake Bay","Septic",1720.595947,2560.0039059999999,2671.3588869999999,2739.8869629999999,2754,2780.2839359999998,3051.9289549999999,1976.860424,1513.8614480000001]
["A24041EM4_4740_0000","24041","TALBOT","Choptank","Eastern Shore of Chesapeake Bay","Stormwater",8358.4829100000006,10329.962960000001,9992.1779179999994,10080.570159999999,10249.49001,10135.728289999999,8947.4628310000007,8189.2637379999996,6987.320952]
["A24041EM4_4740_0000","24041","TALBOT","Choptank","Eastern Shore of Chesapeake Bay","Wastewater",58898.300779999998,55116.941409999999,21037.759770000001,20323.990229999999,15107.41992,19366.539059999999,18500.75,37652.479910000002,48728.959999999999]
["A24041EU0_4470_0000","24041","TALBOT","Upper Eastern Shore","Eastern Shore of Chesapeake Bay","Agriculture",36423.56265,28970.049080000001,23679.70148,22954.367900000001,22708.292239999999,22201.89659,18219.83669,17525.599480000001,13422.864809999999]
["A24041EU0_4470_0000","24041","TALBOT","Upper Eastern Shore","Eastern Shore of Chesapeake Bay","Forest",1842.8349459999999,1806.344848,1831.7258079999999,1889.8745039999999,1909.756173,1925.469574,1902.400551,1840.9485050000001,1847.0969700000001]
["A24041EU0_4470_0000","24041","TALBOT","Upper Eastern Shore","Eastern Shore of Chesapeake Bay","Non-Tidal Atm",390.55621339999999,218.28950499999999,218.28950499999999,218.28950499999999,218.28950499999999,218.28950499999999,218.28950499999999,218.28950599999999,218.28950660000001]
["A24041EU0_4470_0000","24041","TALBOT","Upper Eastern Shore","Eastern Shore of Chesapeake Bay","Septic",0,665.11218259999998,669.01440430000002,667.90747069999998,665.02691649999997,661.58831789999999,727.13500980000003,481.41617189999999,356.35068360000002]
["A24041EU0_4470_0000","24041","TALBOT","Upper Eastern Shore","Eastern Shore of Chesapeake Bay","Stormwater",961.36996180000006,921.84167530000002,886.88663910000002,864.55389260000004,859.20574420000003,863.40479149999999,1206.050964,698.40077940000003,572.7435395]
["A24041EU0_4470_0000","24041","TALBOT","Upper Eastern Shore","Eastern Shore of Chesapeake Bay","Wastewater",27397.5,27397.5,27397.5,27397.5,27397.5,27397.5,0,19450.962599999999,14153.271000000001]
["A24041EU0_4474_0000","24041","TALBOT","Upper Eastern Shore","Eastern Shore of Chesapeake Bay","Agriculture",60885.618779999997,48425.828350000003,45136.896959999998,43904.792699999998,43237.207410000003,42269.41231,34825.489560000002,33995.786119999997,26568.3789]
["A24041EU0_4474_0000","24041","TALBOT","Upper Eastern Shore","Eastern Shore of Chesapeake Bay","Forest",2873.149414,2788.0292810000001,2832.6110840000001,2921.8991850000002,2956.8321230000001,2976.4551550000001,3162.327225,2846.807229,2856.2713250000002]
["A24041EU0_4474_0000","24041","TALBOT","Upper Eastern Shore","Eastern Shore of Chesapeake Bay","Non-Tidal Atm",1119.619019,625.77709960000004,625.77709960000004,625.77709960000004,625.77709960000004,625.77709960000004,625.77709960000004,625.77710019999995,625.77710060000004]
["A24041EU0_4474_0000","24041","TALBOT","Upper Eastern Shore","Eastern Shore of Chesapeake Bay","Septic",0,532.08972170000004,556.56738280000002,556.34167479999996,558.42138669999997,560.48059079999996,620.59259029999998,404.32664060000002,302.83281249999999]
["A24041EU0_4474_0000","24041","TALBOT","Upper Eastern Shore","Eastern Shore of Chesapeake Bay","Stormwater",1918.1040499999999,2077.116485,1998.9752510000001,1980.5055970000001,1969.142971,1998.8843059999999,1463.803375,1588.160239,1314.283565]
["A24041EU0_4474_0000","24041","TALBOT","Upper Eastern Shore","Eastern Shore of Chesapeake Bay","Wastewater",0,0,0,0,0,0,0,0]
["A24041EU0_4475_0000","24041","TALBOT","Upper Eastern Shore","Eastern Shore of Chesapeake Bay","Agriculture",119155.29120000001,94770.471690000006,77470.238630000007,75092.102880000006,74302.177349999998,72632.288390000002,59606.754670000002,57334.156439999999,43910.101640000001]
["A24041EU0_4475_0000","24041","TALBOT","Upper Eastern Shore","Eastern Shore of Chesapeake Bay","Forest",4550.3547360000002,4471.0714109999999,4569.6500550000001,4733.0054630000004,4797.8388370000002,4848.4055479999997,4794.057495,4592.9767769999999,4608.5279250000003]
["A24041EU0_4475_0000","24041","TALBOT","Upper Eastern Shore","Eastern Shore of Chesapeake Bay","Non-Tidal Atm",264.09500120000001,147.60789489999999,147.60789489999999,147.60789489999999,147.60789489999999,147.60789489999999,147.60789489999999,147.60789510000001,147.6078953]
["A24041EU0_4475_0000","24041","TALBOT","Upper Eastern Shore","Eastern Shore of Chesapeake Bay","Septic",0,3561.008057,3572.8020019999999,3598.366943,3594.9460450000001,3595.968018,3595.4719239999999,2572.668271,1905.9124509999999]
["A24041EU0_4475_0000","24041","TALBOT","Upper Eastern Shore","Eastern Shore of Chesapeake Bay","Stormwater",8990.0489930000003,8454.2949069999995,8145.7276039999997,7937.8677550000002,7886.9375399999999,7928.2463230000003,9037.3242530000007,6419.4186149999996,5268.5459559999999]
["A24041EU0_4475_0000","24041","TALBOT","Upper Eastern Shore","Eastern Shore of Chesapeake Bay","Wastewater",0,0,0,0,0,0,0,0]
["A24041EU0_4550_0000","24041","TALBOT","Upper Eastern Shore","Eastern Shore of Chesapeake Bay","Agriculture",22582.45134,17960.91834,16741.916000000001,16284.26634,15999.82094,15678.57998,12915.26016,12609.003930000001,9853.7292170000001]
["A24041EU0_4550_0000","24041","TALBOT","Upper Eastern Shore","Eastern Shore of Chesapeake Bay","Forest",2580.0982359999998,2148.3814539999998,2163.3080060000002,2220.7607269999999,2233.3154450000002,2242.9934539999999,2167.4225470000001,2173.9385929999999,2181.0256509999999]
["A24041EU0_4550_0000","24041","TALBOT","Upper Eastern Shore","Eastern Shore of Chesapeake Bay","Non-Tidal Atm",2529.3579100000002,1413.7080080000001,1413.7080080000001,1413.7080080000001,1413.7080080000001,1413.7080080000001,1413.7080080000001,1413.7080249999999,1413.7080370000001]
["A24041EU0_4550_0000","24041","TALBOT","Upper Eastern Shore","Eastern Shore of Chesapeake Bay","Septic",2775.961914,2970.7670899999998,3055.6640630000002,3111.5458979999999,3096.1179200000001,3074.281982,3361.0830080000001,2210.9589550000001,1647.8222169999999]
["A24041EU0_4550_0000","24041","TALBOT","Upper Eastern Shore","Eastern Shore of Chesapeake Bay","Stormwater",4115.809131,4455.0895979999996,4292.9596700000002,4165.7843629999998,4135.492432,4160.9065559999999,4748.4055550000003,3341.549681,2707.2763559999999]
["A24041EU0_4550_0000","24041","TALBOT","Upper Eastern Shore","Eastern Shore of Chesapeake Bay","Wastewater",0,0,0,0,0,0,0,112500,187500]
["A24041EU0_4700_0000","24041","TALBOT","Upper Eastern Shore","Eastern Shore of Chesapeake Bay","Agriculture",136040.71960000001,108200.17720000001,91061.313959999999,88339.137319999994,87248.874530000001,85351.00662,70109.746599999999,67592.260280000002,51946.224490000001]
["A24041EU0_4700_0000","24041","TALBOT","Upper Eastern Shore","Eastern Shore of Chesapeake Bay","Forest",8484.2052609999992,7393.9163820000003,7506.8809209999999,7702.7416080000003,7756.2680360000004,7808.373474,8327.0233150000004,7543.1088019999997,7567.260722]
["A24041EU0_4700_0000","24041","TALBOT","Upper Eastern Shore","Eastern Shore of Chesapeake Bay","Non-Tidal Atm",1327.9179690000001,742.1994019,742.1994019,742.1994019,742.1994019,742.1994019,742.1994019,742.19940389999999,742.1994052]
["A24041EU0_4700_0000","24041","TALBOT","Upper Eastern Shore","Eastern Shore of Chesapeake Bay","Septic",3615.8710940000001,5142.7807620000003,5230.8408200000003,5293.5151370000003,5286.1391599999997,5285.4619140000004,5523.0112300000001,3776.9651760000002,2807.7147460000001]
["A24041EU0_4700_0000","24041","TALBOT","Upper Eastern Shore","Eastern Shore of Chesapeake Bay","Stormwater",20493.881710000001,20285.31712,19534.192050000001,19369.919259999999,19433.99869,19379.053329999999,17747.123049999998,15524.512489999999,12851.39279]
["A24041EU0_4700_0000","24041","TALBOT","Upper Eastern Shore","Eastern Shore of Chesapeake Bay","Wastewater",0,0,0,0,0,0,0,0]
["A24041EU0_4873_0000","24041","TALBOT","Upper Eastern Shore","Eastern Shore of Chesapeake Bay","Agriculture",73333.294909999997,58326.307760000003,49085.896809999998,47618.887730000002,47130.498209999998,46008.921419999999,37793.069649999998,36435.420180000001,28001.769090000002]
["A24041EU0_4873_0000","24041","TALBOT","Upper Eastern Shore","Eastern Shore of Chesapeake Bay","Forest",7668.8325809999997,6569.3224490000002,6624.25119,6803.6008300000003,6846.6192019999999,6875.4521180000002,6786.3377989999999,6656.817513,6678.5283950000003]
["A24041EU0_4873_0000","24041","TALBOT","Upper Eastern Shore","Eastern Shore of Chesapeake Bay","Non-Tidal Atm",2830.6499020000001,1582.105957,1582.105957,1582.105957,1582.105957,1582.105957,1582.105957,1582.1059319999999,1582.105916]
["A24041EU0_4873_0000","24041","TALBOT","Upper Eastern Shore","Eastern Shore of Chesapeake Bay","Septic",5822.3452150000003,6610.7871089999999,6819.330078,6961.0742190000001,6925.330078,6895.6372069999998,7166.283203,4939.6408199999996,3686.5146479999999]
["A24041EU0_4873_0000","24041","TALBOT","Upper Eastern Shore","Eastern Shore of Chesapeake Bay","Stormwater",18834.61044,17898.624629999998,17240.706549999999,16748.212159999999,16648.333739999998,16728.06885,17754.787850000001,13470.567849999999,10957.14206]
["A24041EU0_4873_0000","24041","TALBOT","Upper Eastern Shore","Eastern Shore of Chesapeake Bay","Wastewater",24139.609380000002,25159.63507,3536.3523559999999,5887.7590950000003,3780.6343390000002,1260.6282960000001,1449.3767989999999,6243.2688879999996,8047.8799090000002]
["A24043PM7_4150_4290","24043","WASHINGTON","Upper Potomac","Potomac River Basin","Agriculture",73402.933099999995,54449.291929999999,51740.266669999997,51059.424509999997,49943.237050000003,49605.257790000003,47994.288740000004,46273.71344,42629.344620000003]
["A24043PM7_4150_4290","24043","WASHINGTON","Upper Potomac","Potomac River Basin","Forest",33862.621829999996,26809.850589999998,26874.150880000001,27221.59607,27152.694339999998,27119.423210000001,26861.668580000001,27210.67913,27435.031299999999]
["A24043PM7_4150_4290","24043","WASHINGTON","Upper Potomac","Potomac River Basin","Non-Tidal Atm",4979.0078130000002,2818.5910640000002,2818.5910640000002,2818.5910640000002,2818.5910640000002,2818.5910640000002,2818.5910640000002,2818.5911620000002,2818.5912269999999]
["A24043PM7_4150_4290","24043","WASHINGTON","Upper Potomac","Potomac River Basin","Septic",2491.0129390000002,3519.2280270000001,3696.068115,3787.9350589999999,3862.6411130000001,3943.2309570000002,4008.3549800000001,3106.4586290000002,2713.3856390000001]
["A24043PM7_4150_4290","24043","WASHINGTON","Upper Potomac","Potomac River Basin","Stormwater",10585.838750000001,12991.55746,12670.122009999999,13145.305909999999,13958.81372,14357.7356,13683.9339,11663.152840000001,10991.84007]
["A24043PM7_4150_4290","24043","WASHINGTON","Upper Potomac","Potomac River Basin","Wastewater",0,288.01620480000003,216.5737,463.2578125,126.0575027,116.42790220000001,135.68710329999999,248.63720169999999,270.01286950000002]
["A24043PU0_3000_3090","24043","WASHINGTON","Upper Potomac","Potomac River Basin","Agriculture",27639.135859999999,20500.170310000001,19471.769049999999,19216.57115,18797.081600000001,18666.809939999999,18058.428019999999,18390.732530000001,17670.041519999999]
["A24043PU0_3000_3090","24043","WASHINGTON","Upper Potomac","Potomac River Basin","Forest",10053.28003,8534.8999330000006,8591.1525270000002,8740.4765320000006,8781.2328190000007,8805.9794930000007,8815.5340269999997,8729.7180649999991,8822.0950909999992]
["A24043PU0_3000_3090","24043","WASHINGTON","Upper Potomac","Potomac River Basin","Non-Tidal Atm",142.15370179999999,80.472549439999995,80.472549439999995,80.472549439999995,80.472549439999995,80.472549439999995,80.472549439999995,80.472548680000003,80.472548180000004]
["A24043PU0_3000_3090","24043","WASHINGTON","Upper Potomac","Potomac River Basin","Septic",541.3399048,386.8855896,344.46850590000003,323.47821040000002,318.98141479999998,313.0397949,306.89559939999998,291.65813150000002,256.45121519999998]
["A24043PU0_3000_3090","24043","WASHINGTON","Upper Potomac","Potomac River Basin","Stormwater",9789.2031239999997,7976.8866580000004,7784.3101809999998,7591.5325169999996,7574.0478059999996,7614.9877930000002,7437.9482420000004,7225.9373850000002,6853.6888550000003]
["A24043PU0_3000_3090","24043","WASHINGTON","Upper Potomac","Potomac River Basin","Wastewater",7307.2822269999997,8110.3872069999998,7225.2709960000002,7200.8691410000001,7683.4467770000001,6789.0239259999998,6258.4472910000004,6538.6965550000004,6080.9802609999997]
["A24043PU0_3601_3602","24043","WASHINGTON","Upper Potomac","Potomac River Basin","Agriculture",63261.147490000003,46589.949050000003,44338.019489999999,43761.549319999998,42527.847779999996,42282.794580000002,40896.442860000003,41728.753649999999,39989.2431]
["A24043PU0_3601_3602","24043","WASHINGTON","Upper Potomac","Potomac River Basin","Forest",15558.19348,13041.103880000001,13169.6258,13378.05005,13426.85615,13481.882750000001,13396.351070000001,13380.97688,13521.8776]
["A24043PU0_3601_3602","24043","WASHINGTON","Upper Potomac","Potomac River Basin","Non-Tidal Atm",191.3339996,108.3132019,108.3132019,108.3132019,108.3132019,108.3132019,108.3132019,108.3132055,108.31320789999999]
["A24043PU0_3601_3602","24043","WASHINGTON","Upper Potomac","Potomac River Basin","Septic",1014.530029,1250.524048,1270.8360600000001,1281.7910159999999,1295.9479980000001,1314.2299800000001,1436.4470209999999,1117.998585,1016.106935]
["A24043PU0_3601_3602","24043","WASHINGTON","Upper Potomac","Potomac River Basin","Stormwater",6312.131257,6252.8315430000002,6103.6610110000001,6340.0411679999997,6674.6220700000003,6568.8050229999999,6095.4799810000004,5893.0659750000004,5752.6692839999996]
["A24043PU0_3601_3602","24043","WASHINGTON","Upper Potomac","Potomac River Basin","Wastewater",3451.7561040000001,2721.0810550000001,1472.4320070000001,1600.9570309999999,1681.0570070000001,1302.823975,1286.3929439999999,1758.908287,1949.892474]
["A24043PU0_3611_3530","24043","WASHINGTON","Upper Potomac","Potomac River Basin","Agriculture",23593.182110000002,17501.271680000002,16487.584630000001,16298.37326,15938.4323,15827.54206,15312.03225,15546.14414,14918.51715]
["A24043PU0_3611_3530","24043","WASHINGTON","Upper Potomac","Potomac River Basin","Forest",21943.3678,18026.284240000001,18046.73285,18318.835940000001,18350.974490000001,18358.193480000002,18133.716369999998,18336.30186,18529.347870000001]
["A24043PU0_3611_3530","24043","WASHINGTON","Upper Potomac","Potomac River Basin","Non-Tidal Atm",199.0218964,112.66529850000001,112.66529850000001,112.66529850000001,112.66529850000001,112.66529850000001,112.66529850000001,112.6652899,112.66528409999999]
["A24043PU0_3611_3530","24043","WASHINGTON","Upper Potomac","Potomac River Basin","Septic",739.76702880000005,654.46069339999997,636.33941649999997,628.34777829999996,627.02038570000002,625.73492429999999,613.7186279,553.40662069999996,498.11809019999998]
["A24043PU0_3611_3530","24043","WASHINGTON","Upper Potomac","Potomac River Basin","Stormwater",6649.6639400000004,5298.3845819999997,5169.0793450000001,5086.0322269999997,5078.2891849999996,5097.4295039999997,5476.9436640000004,4823.5277820000001,4593.1600740000003]
["A24043PU0_3611_3530","24043","WASHINGTON","Upper Potomac","Potomac River Basin","Wastewater",0,5518.0833739999998,5500.5972449999999,5493.677197,5517.814179,5511.7064289999998,101.5583627,3914.8944080000001,2857.759184]
["A24043PU0_3751_3752","24043","WASHINGTON","Upper Potomac","Potomac River Basin","Agriculture",121951.34359999999,89813.128119999994,85467.640119999996,84358.554269999993,82595.936759999997,82122.336599999995,79403.302100000001,80431.722500000003,77074.444080000001]
["A24043PU0_3751_3752","24043","WASHINGTON","Upper Potomac","Potomac River Basin","Forest",9517.0618900000009,7565.9530949999998,7873.402771,7861.2718199999999,7924.6503599999996,7922.6173099999996,7057.5067749999998,7993.1819089999999,8073.0346680000002]
["A24043PU0_3751_3752","24043","WASHINGTON","Upper Potomac","Potomac River Basin","Non-Tidal Atm",194.16169740000001,109.9139023,109.9139023,109.9139023,109.9139023,109.9139023,109.9139023,109.9139291,109.9139469]
["A24043PU0_3751_3752","24043","WASHINGTON","Upper Potomac","Potomac River Basin","Septic",3181.5310060000002,3643.804932,3693.5839839999999,3719.6188959999999,3754.0170899999998,3789.4609380000002,3460.1479490000002,3246.6147510000001,2948.6352619999998]
["A24043PU0_3751_3752","24043","WASHINGTON","Upper Potomac","Potomac River Basin","Stormwater",30453.989989999998,28493.67871,27825.647949999999,29369.095829999998,29637.289130000001,30565.297119999999,31194.07935,27140.658640000001,26683.999110000001]
["A24043PU0_3751_3752","24043","WASHINGTON","Upper Potomac","Potomac River Basin","Wastewater",1355.0200199999999,1355.0200199999999,1355.0200199999999,1355.4379879999999,1355.4379879999999,1355.4379879999999,1741.6889650000001,1354.0470539999999,1353.39841]
["A24043PU1_3030_3440","24043","WASHINGTON","Upper Potomac","Potomac River Basin","Agriculture",1994.136487,1479.263406,1392.4472249999999,1376.3553810000001,1345.8304820000001,1336.6276559999999,1292.992285,1311.4143200000001,1257.392384]
["A24043PU1_3030_3440","24043","WASHINGTON","Upper Potomac","Potomac River Basin","Forest",1850.1284330000001,1503.147301,1505.341019,1528.0668949999999,1531.089142,1531.8289420000001,1555.030045,1529.4896470000001,1545.588733]
["A24043PU1_3030_3440","24043","WASHINGTON","Upper Potomac","Potomac River Basin","Non-Tidal Atm",56.366210940000002,31.90862083,31.90862083,31.90862083,31.90862083,31.90862083,31.90862083,31.908623410000001,31.908625130000001]
["A24043PU1_3030_3440","24043","WASHINGTON","Upper Potomac","Potomac River Basin","Septic",99.434288019999997,92.387786869999999,91.490730290000002,90.708808899999994,90.709648130000005,90.715370179999994,77.981948849999995,79.741223849999997,71.908219549999998]
["A24043PU1_3030_3440","24043","WASHINGTON","Upper Potomac","Potomac River Basin","Stormwater",877.15657050000004,713.86810309999998,696.29960630000005,680.21548459999997,678.73288730000002,682.21640009999999,610.7130737,646.91140470000005,613.98593700000004]
["A24043PU1_3030_3440","24043","WASHINGTON","Upper Potomac","Potomac River Basin","Wastewater",2522.2438959999999,3614.9760740000002,3730.8039549999999,2618.9829100000002,3520.4121089999999,2457.235107,2471.1760250000002,3287.54414,2992.0375960000001]
["A24043PU1_3100_3690","24043","WASHINGTON","Upper Potomac","Potomac River Basin","Agriculture",3272.9980129999999,2427.9260599999998,2285.2510120000002,2259.0627730000001,2065.4889539999999,2048.8518570000001,1987.1950019999999,2152.3754909999998,2063.7918100000002]
["A24043PU1_3100_3690","24043","WASHINGTON","Upper Potomac","Potomac River Basin","Forest",9354.7990109999992,7573.7251290000004,7565.3285530000003,7671.4948119999999,7688.0427550000004,7680.7749940000003,7527.5010380000003,7686.4542119999996,7767.2046520000004]
["A24043PU1_3100_3690","24043","WASHINGTON","Upper Potomac","Potomac River Basin","Non-Tidal Atm",10.764209749999999,6.09356308,6.09356308,6.09356308,6.09356308,6.09356308,6.09356308,6.093562854,6.093562704]
["A24043PU1_3100_3690","24043","WASHINGTON","Upper Potomac","Potomac River Basin","Septic",53.893520359999997,58.265419010000002,58.03406906,57.954978939999997,58.193981170000001,58.435260769999999,71.649093629999996,50.779319909999998,45.942820480000002]
["A24043PU1_3100_3690","24043","WASHINGTON","Upper Potomac","Potomac River Basin","Stormwater",920.67999650000002,705.89557649999995,686.12200170000006,679.18957520000004,698.4813613,683.77239989999998,1072.5779110000001,643.29135900000006,614.73759729999995]
["A24043PU1_3100_3690","24043","WASHINGTON","Upper Potomac","Potomac River Basin","Wastewater",0,0,0,0,0,0,0,0]
["A24043PU2_2840_3080","24043","WASHINGTON","Upper Potomac","Potomac River Basin","Agriculture",2805.087759,2080.7867500000002,1958.622222,1816.8185570000001,1674.21525,1665.2021689999999,1618.7070630000001,1844.7177389999999,1768.7814169999999]
["A24043PU2_2840_3080","24043","WASHINGTON","Upper Potomac","Potomac River Basin","Forest",1214.3525460000001,986.74639520000005,989.08198549999997,1018.405602,1021.087612,1019.197029,1060.1696930000001,1004.844441,1015.352745]
["A24043PU2_2840_3080","24043","WASHINGTON","Upper Potomac","Potomac River Basin","Non-Tidal Atm",0,0,0,0,0,0,0,0,0]
["A24043PU2_2840_3080","24043","WASHINGTON","Upper Potomac","Potomac River Basin","Septic",0,52.284011839999998,54.516170500000001,55.666629790000002,56.640300750000002,57.70122147,78.169296259999996,48.283011049999999,44.127571410000002]
["A24043PU2_2840_3080","24043","WASHINGTON","Upper Potomac","Potomac River Basin","Stormwater",321.22857670000002,334.82699589999999,341.6210251,367.49320610000001,359.31846230000002,386.05135339999998,226.89336399999999,337.5931425,334.90788750000002]
["A24043PU2_2840_3080","24043","WASHINGTON","Upper Potomac","Potomac River Basin","Wastewater",0,0,0,0,0,0,0,0]
["A24043PU2_3080_3640","24043","WASHINGTON","Upper Potomac","Potomac River Basin","Agriculture",39984.394249999998,29659.94528,27936.198850000001,27615.420689999999,27039.708549999999,26817.325980000001,25943.767830000001,26333.70105,25265.369190000001]
["A24043PU2_3080_3640","24043","WASHINGTON","Upper Potomac","Potomac River Basin","Forest",51974.582040000001,42389.642090000001,42393.716549999997,43014.518309999999,43083.125489999999,43061.342530000002,42978.188970000003,43073.392039999999,43526.509030000001]
["A24043PU2_3080_3640","24043","WASHINGTON","Upper Potomac","Potomac River Basin","Non-Tidal Atm",893.3671875,505.73071290000001,505.73071290000001,505.73071290000001,505.73071290000001,505.73071290000001,505.73071290000001,505.7306959,505.7306845]
["A24043PU2_3080_3640","24043","WASHINGTON","Upper Potomac","Potomac River Basin","Septic",0,798.58312990000002,782.93890380000005,776.42321779999997,778.06030269999997,779.74017330000004,1103.089966,682.47762850000004,615.50344489999998]
["A24043PU2_3080_3640","24043","WASHINGTON","Upper Potomac","Potomac River Basin","Stormwater",3517.9839780000002,2668.6528629999998,2596.421844,2560.7593919999999,2562.597816,2569.126037,2515.1046139999999,2428.2199179999998,2316.0853000000002]
["A24043PU2_3080_3640","24043","WASHINGTON","Upper Potomac","Potomac River Basin","Wastewater",0,0,0,0,0,0,0,0]
["A24043PU2_3090_4050","24043","WASHINGTON","Upper Potomac","Potomac River Basin","Agriculture",1240759.9069999999,913629.67879999999,869459.5858,856687.79280000005,838764.18799999997,833057.5183,805317.36089999997,792840.15700000001,741760.53769999999]
["A24043PU2_3090_4050","24043","WASHINGTON","Upper Potomac","Potomac River Basin","Forest",186589.97659999999,136939.77979999999,139853.20559999999,138738.50150000001,138597.69820000001,138110.28909999999,130669.21920000001,141694.427,142921.90779999999]
["A24043PU2_3090_4050","24043","WASHINGTON","Upper Potomac","Potomac River Basin","Non-Tidal Atm",5721.2368159999996,3238.7629390000002,3238.7629390000002,3238.7629390000002,3238.7629390000002,3238.7629390000002,3238.7629390000002,3238.763097,3238.7632020000001]
["A24043PU2_3090_4050","24043","WASHINGTON","Upper Potomac","Potomac River Basin","Septic",36049.929689999997,47855.53125,49739.328130000002,50683.359380000002,51552.800779999998,52413.960939999997,47858.109380000002,42772.030290000002,38127.165070000003]
["A24043PU2_3090_4050","24043","WASHINGTON","Upper Potomac","Potomac River Basin","Stormwater",327365.29810000001,338147.97749999998,330243.55359999998,363025.12969999999,368867.60190000001,377998.79670000001,372338.89429999999,322596.89049999998,317499.1151]
["A24043PU2_3090_4050","24043","WASHINGTON","Upper Potomac","Potomac River Basin","Wastewater",168238.9448,153407.82620000001,152915.96969999999,164062.79,105168.6338,62239.079100000003,38793.884080000003,126990.6139,109707.0434]
["A24043PU2_4050_4180","24043","WASHINGTON","Upper Potomac","Potomac River Basin","Agriculture",51904.163630000003,38502.235520000002,36594.709470000002,36113.184800000003,35325.732810000001,35085.074719999997,33949.563889999998,32950.493289999999,30521.01583]
["A24043PU2_4050_4180","24043","WASHINGTON","Upper Potomac","Potomac River Basin","Forest",25377.014159999999,20920.05487,21003.15753,21319.00964,21368.122189999998,21393.65381,20611.296999999999,21276.170150000002,21458.17856]
["A24043PU2_4050_4180","24043","WASHINGTON","Upper Potomac","Potomac River Basin","Non-Tidal Atm",715.04058840000005,404.78091430000001,404.78091430000001,404.78091430000001,404.78091430000001,404.78091430000001,404.78091430000001,404.7808771,404.78085229999999]
["A24043PU2_4050_4180","24043","WASHINGTON","Upper Potomac","Potomac River Basin","Septic",2491.9169919999999,2814.8940429999998,2811.3879390000002,2807.7661130000001,2831.445068,2852.576904,3450.9628910000001,2347.677361,2038.5369760000001]
["A24043PU2_4050_4180","24043","WASHINGTON","Upper Potomac","Potomac River Basin","Stormwater",5777.3990629999998,5224.273209,5098.1816250000002,5233.8735360000001,5273.8311169999997,5355.2915659999999,7415.3642579999996,4687.5413500000004,4413.7811670000001]
["A24043PU2_4050_4180","24043","WASHINGTON","Upper Potomac","Potomac River Basin","Wastewater",0,4675.4367099999999,4562.2998049999997,6406.8100590000004,7777.9970700000003,8920.7333980000003,8720.3935550000006,1824.919922,0]
["A24043PU3_2510_3290","24043","WASHINGTON","Upper Potomac","Potomac River Basin","Agriculture",32.766297700000003,24.362855230000001,22.824842719999999,22.65006747,22.193154700000001,21.8319394,21.270471780000001,21.526685430000001,20.661247240000002]
["A24043PU3_2510_3290","24043","WASHINGTON","Upper Potomac","Potomac River Basin","Forest",611.18567270000005,491.83434110000002,490.84676940000003,497.51679039999999,497.55321509999999,497.0113278,498.78959659999998,498.69471909999999,503.92668559999998]
["A24043PU3_2510_3290","24043","WASHINGTON","Upper Potomac","Potomac River Basin","Non-Tidal Atm",0,0,0,0,0,0,0,0,0]
["A24043PU3_2510_3290","24043","WASHINGTON","Upper Potomac","Potomac River Basin","Septic",0,0,0,0,0,0,0,0,0]
["A24043PU3_2510_3290","24043","WASHINGTON","Upper Potomac","Potomac River Basin","Stormwater",9.3566856380000001,6.9004759790000003,6.6890830990000003,6.6901187899999996,6.6867780689999998,6.6955809589999999,0,6.3146815319999998,6.0650804870000004]
["A24043PU3_2510_3290","24043","WASHINGTON","Upper Potomac","Potomac River Basin","Wastewater",0,0,0,0,0,0,0,0]
["A24043PU3_3290_3390","24043","WASHINGTON","Upper Potomac","Potomac River Basin","Agriculture",24934.041140000001,18496.286250000001,17409.76959,17208.812620000001,16839.17337,16712.739239999999,16167.500889999999,16397.619299999998,15722.852440000001]
["A24043PU3_3290_3390","24043","WASHINGTON","Upper Potomac","Potomac River Basin","Forest",1777.927811,1612.381858,1672.1652750000001,1704.354317,1736.3255160000001,1748.5668109999999,1319.7481299999999,1699.0687720000001,1717.0044359999999]
["A24043PU3_3290_3390","24043","WASHINGTON","Upper Potomac","Potomac River Basin","Non-Tidal Atm",749.15386960000001,424.09210209999998,424.09210209999998,424.09210209999998,424.09210209999998,424.09210209999998,424.09210209999998,424.09212810000002,424.09214539999999]
["A24043PU3_3290_3390","24043","WASHINGTON","Upper Potomac","Potomac River Basin","Septic",658.43157959999996,661.64367679999998,657.61138919999996,656.01208499999996,660.83300780000002,665.67999269999996,747.66522220000002,575.06963800000005,520.04180389999999]
["A24043PU3_3290_3390","24043","WASHINGTON","Upper Potomac","Potomac River Basin","Stormwater",3791.7417300000002,3549.6429450000001,3466.4846189999998,3546.9000099999998,3484.958924,3594.3523559999999,4784.7930909999995,3315.14885,3214.2583370000002]
["A24043PU3_3290_3390","24043","WASHINGTON","Upper Potomac","Potomac River Basin","Wastewater",0,0,0,0,0,0,0,0]
["A24043PU3_3390_3730","24043","WASHINGTON","Upper Potomac","Potomac River Basin","Agriculture",465700.34789999999,342973.56839999999,326365.53960000002,322129.96600000001,315558.34269999998,313592.07400000002,303215.72470000002,304220.38620000001,289456.95049999998]
["A24043PU3_3390_3730","24043","WASHINGTON","Upper Potomac","Potomac River Basin","Forest",40379.073729999996,31577.195800000001,32743.72998,32282.134279999998,32323.12659,32329.759269999999,26639.08496,33207.80027,33517.180460000003]
["A24043PU3_3390_3730","24043","WASHINGTON","Upper Potomac","Potomac River Basin","Non-Tidal Atm",4656.8208009999998,2636.2028810000002,2636.2028810000002,2636.2028810000002,2636.2028810000002,2636.2028810000002,2636.2028810000002,2636.2028369999998,2636.202808]
["A24043PU3_3390_3730","24043","WASHINGTON","Upper Potomac","Potomac River Basin","Septic",10671.219730000001,13682.280269999999,14164.91992,14402.62988,14641.179690000001,14879.679690000001,12790.139649999999,12413.53371,11245.9429]
["A24043PU3_3390_3730","24043","WASHINGTON","Upper Potomac","Potomac River Basin","Stormwater",121589.0748,114557.478,111861.3863,121742.796,122562.5866,124993.1744,134115.11480000001,110444.505,109499.9175]
["A24043PU3_3390_3730","24043","WASHINGTON","Upper Potomac","Potomac River Basin","Wastewater",61892.507360000003,15816.37484,11416.02951,19635.599920000001,15779.78937,15320.568670000001,13299.095789999999,30456.17281,43149.60168]
["A24043PU6_3440_3590","24043","WASHINGTON","Upper Potomac","Potomac River Basin","Agriculture",31667.549319999998,23490.834500000001,22132.77349,21879.071520000001,21409.39804,21246.827659999999,20554.990409999999,20745.387019999998,19820.46271]
["A24043PU6_3440_3590","24043","WASHINGTON","Upper Potomac","Potomac River Basin","Forest",17859.843629999999,14882.262699999999,14928.640810000001,15116.775879999999,15145.661990000001,15179.771860000001,15020.65143,15161.19361,15316.22882]
["A24043PU6_3440_3590","24043","WASHINGTON","Upper Potomac","Potomac River Basin","Non-Tidal Atm",2412.73999,1365.839966,1365.839966,1365.839966,1365.839966,1365.839966,1365.839966,1365.839923,1365.839894]
["A24043PU6_3440_3590","24043","WASHINGTON","Upper Potomac","Potomac River Basin","Septic",1243.4429929999999,1486.2700199999999,1532.505981,1555.5460210000001,1578.5860600000001,1599.526001,1764.600952,1345.3417119999999,1220.5655320000001]
["A24043PU6_3440_3590","24043","WASHINGTON","Upper Potomac","Potomac River Basin","Stormwater",5436.9305569999997,4395.3244590000004,4253.4380810000002,4594.2096549999997,4611.083619,4341.6900249999999,4189.3651579999996,4192.7651299999998,4152.3164960000004]
["A24043PU6_3440_3590","24043","WASHINGTON","Upper Potomac","Potomac River Basin","Wastewater",0,0,0,0,0,0,0,0]
["A24043PU6_3530_3440","24043","WASHINGTON","Upper Potomac","Potomac River Basin","Agriculture",1587.885164,1177.7459570000001,1108.8682100000001,1096.0261969999999,1071.465645,1064.3893519999999,1029.445788,1039.2821879999999,992.89150700000005]
["A24043PU6_3530_3440","24043","WASHINGTON","Upper Potomac","Potomac River Basin","Forest",2461.239212,1998.839066,2000.770325,2029.686921,2033.892838,2033.6465909999999,1954.1730190000001,2032.2234269999999,2053.1921619999998]
["A24043PU6_3530_3440","24043","WASHINGTON","Upper Potomac","Potomac River Basin","Non-Tidal Atm",628.72387700000002,355.91738889999999,355.91738889999999,355.91738889999999,355.91738889999999,355.91738889999999,355.91738889999999,355.91740370000002,355.91741350000001]
["A24043PU6_3530_3440","24043","WASHINGTON","Upper Potomac","Potomac River Basin","Septic",342.0013123,284.2608032,270.59860229999998,266.15811159999998,263.94009399999999,263.96380620000002,306.4559021,233.8179859,209.2975749]
["A24043PU6_3530_3440","24043","WASHINGTON","Upper Potomac","Potomac River Basin","Stormwater",3415.0751879999998,2696.7825480000001,2628.7291409999998,2574.2448420000001,2569.381989,2581.3029780000002,2811.88501,2437.4875259999999,2309.9931160000001]
["A24043PU6_3530_3440","24043","WASHINGTON","Upper Potomac","Potomac River Basin","Wastewater",78.028663640000005,78.028663640000005,78.028663640000005,78.028663640000005,78.028663640000005,78.028663640000005,0,64.601976960000002,55.650852499999999]
["A24043PU6_3590_3640","24043","WASHINGTON","Upper Potomac","Potomac River Basin","Agriculture",2611.4054940000001,1937.1710860000001,1823.3419590000001,1802.4154289999999,1762.5125840000001,1750.213681,1693.2104320000001,1699.629862,1617.1551300000001]
["A24043PU6_3590_3640","24043","WASHINGTON","Upper Potomac","Potomac River Basin","Forest",4043.0402519999998,3292.2282869999999,3291.5186159999998,3339.1409910000002,3342.5396420000002,3341.8295290000001,3033.797043,3342.2516220000002,3376.0736270000002]
["A24043PU6_3590_3640","24043","WASHINGTON","Upper Potomac","Potomac River Basin","Non-Tidal Atm",1294.0889890000001,732.57751459999997,732.57751459999997,732.57751459999997,732.57751459999997,732.57751459999997,732.57751459999997,732.57746520000001,732.57743230000005]
["A24043PU6_3590_3640","24043","WASHINGTON","Upper Potomac","Potomac River Basin","Septic",0,75.706451419999993,72.194671630000002,70.484107969999997,70.27044678,69.850227360000005,157.1712952,61.825916749999998,54.913413499999997]
["A24043PU6_3590_3640","24043","WASHINGTON","Upper Potomac","Potomac River Basin","Stormwater",972.83583729999998,745.48928550000005,724.29594799999995,718.10534289999998,717.39871600000004,719.35507210000003,1544.192135,674.775576,641.76199469999995]
["A24043PU6_3590_3640","24043","WASHINGTON","Upper Potomac","Potomac River Basin","Wastewater",0,0,0,0,0,0,0,0]
["A24043PU6_3600_3602","24043","WASHINGTON","Upper Potomac","Potomac River Basin","Agriculture",43578.587039999999,32093.967199999999,30546.966939999998,30151.698919999999,29526.954580000001,29351.775460000001,28382.56408,28287.315419999999,26780.881079999999]
["A24043PU6_3600_3602","24043","WASHINGTON","Upper Potomac","Potomac River Basin","Forest",17524.85169,14509.7691,14587.44306,14785.91352,14817.160519999999,14821.462219999999,14781.85138,14806.322050000001,14952.24137]
["A24043PU6_3600_3602","24043","WASHINGTON","Upper Potomac","Potomac River Basin","Non-Tidal Atm",5386.1870120000003,3049.093018,3049.093018,3049.093018,3049.093018,3049.093018,3049.093018,3049.0932760000001,3049.0934480000001]
["A24043PU6_3600_3602","24043","WASHINGTON","Upper Potomac","Potomac River Basin","Septic",1090.9570309999999,1307.61499,1330.880005,1344.3070070000001,1361.573975,1378.854004,1525.9250489999999,1154.34248,1036.6507959999999]
["A24043PU6_3600_3602","24043","WASHINGTON","Upper Potomac","Potomac River Basin","Stormwater",6834.2020110000003,5992.5706170000003,5844.7587890000004,6155.0579829999997,6232.7982179999999,6363.2869270000001,5981.1950079999997,5620.8916170000002,5471.6468359999999]
["A24043PU6_3600_3602","24043","WASHINGTON","Upper Potomac","Potomac River Basin","Wastewater",34.692310329999998,0,0,0,0,0,0,0,0]
["A24043PU6_3602_3730","24043","WASHINGTON","Upper Potomac","Potomac River Basin","Agriculture",50894.785649999998,37482.405789999997,35672.792419999998,35211.514719999999,34498.563649999996,34276.75776,33145.079960000003,32711.214230000001,30736.82877]
["A24043PU6_3602_3730","24043","WASHINGTON","Upper Potomac","Potomac River Basin","Forest",7652.6222529999995,6829.6701050000001,6939.5451350000003,7084.3528749999996,7155.4861760000003,7197.1078790000001,6593.7590030000001,7041.510397,7109.4872379999997]
["A24043PU6_3602_3730","24043","WASHINGTON","Upper Potomac","Potomac River Basin","Non-Tidal Atm",4213.3999020000001,2385.1850589999999,2385.1850589999999,2385.1850589999999,2385.1850589999999,2385.1850589999999,2385.1850589999999,2385.1848289999998,2385.1846759999999]
["A24043PU6_3602_3730","24043","WASHINGTON","Upper Potomac","Potomac River Basin","Septic",1044.665039,1037.109009,1030.1560059999999,1024.494019,1028.2879640000001,1032.1290280000001,1224.484009,879.15077499999995,778.48062100000004]
["A24043PU6_3602_3730","24043","WASHINGTON","Upper Potomac","Potomac River Basin","Stormwater",7090.6041100000002,6001.148682,5888.2760019999996,5877.8315130000001,5819.9674379999997,5896.3510589999996,7263.5864879999999,5441.2139980000002,5143.1726619999999]
["A24043PU6_3602_3730","24043","WASHINGTON","Upper Potomac","Potomac River Basin","Wastewater",0,0,0,0,0,0,7.4414091109999996,4.4611793750000004,7.4352989579999997]
["A24043PU6_3610_3530","24043","WASHINGTON","Upper Potomac","Potomac River Basin","Agriculture",22013.559130000001,16212.07386,15419.153710000001,15219.128059999999,14891.48597,14815.67038,14325.156779999999,14499.453740000001,13886.32043]
["A24043PU6_3610_3530","24043","WASHINGTON","Upper Potomac","Potomac River Basin","Forest",13269.004150000001,10988.129730000001,11019.732969999999,11194.964900000001,11224.20124,11238.401669999999,11477.736629999999,11196.85664,11314.93908]
["A24043PU6_3610_3530","24043","WASHINGTON","Upper Potomac","Potomac River Basin","Non-Tidal Atm",3224.4689939999998,1825.355957,1825.355957,1825.355957,1825.355957,1825.355957,1825.355957,1825.355761,1825.3556309999999]
["A24043PU6_3610_3530","24043","WASHINGTON","Upper Potomac","Potomac River Basin","Septic",337.7481995,299.83770750000002,292.57998659999998,289.13589480000002,287.62051389999999,285.93508910000003,334.20849609999999,254.55824709999999,229.21042069999999]
["A24043PU6_3610_3530","24043","WASHINGTON","Upper Potomac","Potomac River Basin","Stormwater",3585.0534360000001,2912.0080720000001,2842.6284329999999,2768.383988,2761.8764799999999,2777.2791130000001,2013.718408,2635.7659979999999,2497.857708]
["A24043PU6_3610_3530","24043","WASHINGTON","Upper Potomac","Potomac River Basin","Wastewater",0,21.33320999,24.953899379999999,73.872718809999995,46.6823616,62.394809719999998,19.804159160000001,69.656117530000003,99.457596300000006]
["A24043PU6_3640_3600","24043","WASHINGTON","Upper Potomac","Potomac River Basin","Agriculture",25135.162919999999,18644.942149999999,17550.016629999998,16513.859059999999,16675.672610000001,16552.983670000001,16021.68528,16328.355949999999,15513.915499999999]
["A24043PU6_3640_3600","24043","WASHINGTON","Upper Potomac","Potomac River Basin","Forest",14008.740599999999,11645.999449999999,11682.706050000001,12011.281489999999,11950.31537,11914.402470000001,11152.197389999999,11862.10032,11981.69649]
["A24043PU6_3640_3600","24043","WASHINGTON","Upper Potomac","Potomac River Basin","Non-Tidal Atm",2451.9870609999998,1388.0570070000001,1388.0570070000001,1388.0570070000001,1388.0570070000001,1388.0570070000001,1388.0570070000001,1388.0572729999999,1388.05745]
["A24043PU6_3640_3600","24043","WASHINGTON","Upper Potomac","Potomac River Basin","Septic",0,1155.4239500000001,1176.9389650000001,1189.4830320000001,1201.25,1213.0429690000001,1179.0589600000001,1025.0241490000001,923.7476054]
["A24043PU6_3640_3600","24043","WASHINGTON","Upper Potomac","Potomac River Basin","Stormwater",3831.6237489999999,3125.9466400000001,3045.1406710000001,2989.161987,3056.752735,3487.2343449999998,5107.8421330000001,2812.4552279999998,2657.3315990000001]
["A24043PU6_3640_3600","24043","WASHINGTON","Upper Potomac","Potomac River Basin","Wastewater",0,0,0,0,0,0,0,0]
["A24043PU6_3690_3610","24043","WASHINGTON","Upper Potomac","Potomac River Basin","Agriculture",6331.5023190000002,4696.8309570000001,4420.839516,4370.1446960000003,4276.1866520000003,4243.8512389999996,4105.2429469999997,4163.7682249999998,3992.3873640000002]
["A24043PU6_3690_3610","24043","WASHINGTON","Upper Potomac","Potomac River Basin","Forest",21473.402340000001,17365.45666,17342.787349999999,17584.781309999998,17596.54291,17579.211859999999,17526.47998,17620.422460000002,17805.51253]
["A24043PU6_3690_3610","24043","WASHINGTON","Upper Potomac","Potomac River Basin","Non-Tidal Atm",1082.2729489999999,612.66918950000002,612.66918950000002,612.66918950000002,612.66918950000002,612.66918950000002,612.66918950000002,612.66919489999998,612.66919849999999]
["A24043PU6_3690_3610","24043","WASHINGTON","Upper Potomac","Potomac River Basin","Septic",0,152.9129944,152.35139469999999,152.16690059999999,153.4678955,154.7751007,136.05009459999999,133.31708549999999,120.627546]
["A24043PU6_3690_3610","24043","WASHINGTON","Upper Potomac","Potomac River Basin","Stormwater",476.5348434,359.7994003,349.32192240000001,347.26975440000001,347.8364163,348.92299270000001,452.26998900000001,328.46584009999998,314.5617853]
["A24043PU6_3690_3610","24043","WASHINGTON","Upper Potomac","Potomac River Basin","Wastewater",0,0,0,0,0,0,0,0]
["A24043PU6_3730_3750","24043","WASHINGTON","Upper Potomac","Potomac River Basin","Agriculture",67070.176760000002,49395.061999999998,47002.95117,46395.010029999998,45398.746590000002,45163.70448,43666.506419999998,42830.133589999998,40048.255210000003]
["A24043PU6_3730_3750","24043","WASHINGTON","Upper Potomac","Potomac River Basin","Forest",10322.330749999999,8896.2197269999997,9046.6766970000008,9218.5016780000005,9282.2805169999992,9349.4941409999992,9102.0997009999992,9175.63436,9261.606135]
["A24043PU6_3730_3750","24043","WASHINGTON","Upper Potomac","Potomac River Basin","Non-Tidal Atm",5433.0732420000004,3075.63501,3075.63501,3075.63501,3075.63501,3075.63501,3075.63501,3075.6351140000002,3075.6351840000002]
["A24043PU6_3730_3750","24043","WASHINGTON","Upper Potomac","Potomac River Basin","Septic",1677.2349850000001,2009.7110600000001,1964.540039,1934.4060059999999,1941.909058,1949.494995,2016.655029,1660.507531,1457.8191919999999]
["A24043PU6_3730_3750","24043","WASHINGTON","Upper Potomac","Potomac River Basin","Stormwater",10282.43829,9276.8187259999995,9057.4908450000003,9081.8887630000008,9183.0504760000003,9205.4564819999996,9244.0559080000003,8333.9834460000002,7851.6451800000004]
["A24043PU6_3730_3750","24043","WASHINGTON","Upper Potomac","Potomac River Basin","Wastewater",0,0,0,0,0,0,0,0]
["A24043PU6_3750_3752","24043","WASHINGTON","Upper Potomac","Potomac River Basin","Agriculture",113669.7282,83714.188909999997,79670.049230000004,78634.250839999993,76995.994049999994,76552.319369999997,74019.155339999998,72168.84461,67168.041519999999]
["A24043PU6_3750_3752","24043","WASHINGTON","Upper Potomac","Potomac River Basin","Forest",11082.22912,10198.87903,10458.3469,10735.447630000001,10874.85792,10939.555539999999,10941.18152,10606.56575,10705.37832]
["A24043PU6_3750_3752","24043","WASHINGTON","Upper Potomac","Potomac River Basin","Non-Tidal Atm",5952.9580079999996,3369.9389649999998,3369.9389649999998,3369.9389649999998,3369.9389649999998,3369.9389649999998,3369.9389649999998,3369.9391759999999,3369.939316]
["A24043PU6_3750_3752","24043","WASHINGTON","Upper Potomac","Potomac River Basin","Septic",0,2164.8291020000001,2095.3879390000002,2063.0029300000001,2069.0939939999998,2073.3090820000002,2672.5039059999999,1757.5780709999999,1532.3714930000001]
["A24043PU6_3750_3752","24043","WASHINGTON","Upper Potomac","Potomac River Basin","Stormwater",10290.106809999999,9357.1872820000008,9145.4700009999997,8864.9514159999999,8871.9721690000006,9442.7831420000002,8384.343261,8188.9535109999997,7551.27585]
["A24043PU6_3750_3752","24043","WASHINGTON","Upper Potomac","Potomac River Basin","Wastewater",0,1977.4029539999999,1977.4029539999999,1977.4029539999999,1977.4029539999999,1977.4029539999999,0.79489117899999995,791.43772509999997,0.79423916000000006]
["A24043PU6_3752_4080","24043","WASHINGTON","Upper Potomac","Potomac River Basin","Agriculture",62034.026639999996,45686.010929999997,43477.936000000002,42915.62212,42106.110489999999,41776.282729999999,40396.527470000001,39031.567049999998,36067.321080000002]
["A24043PU6_3752_4080","24043","WASHINGTON","Upper Potomac","Potomac River Basin","Forest",8298.3748169999999,6791.3358150000004,6937.2869259999998,7021.9101870000004,7065.6389159999999,7063.5061949999999,7857.2002869999997,7028.2997859999996,7088.9750260000001]
["A24043PU6_3752_4080","24043","WASHINGTON","Upper Potomac","Potomac River Basin","Non-Tidal Atm",5052.3051759999998,2860.0839839999999,2860.0839839999999,2860.0839839999999,2860.0839839999999,2860.0839839999999,2860.0839839999999,2860.0839380000002,2860.0839080000001]
["A24043PU6_3752_4080","24043","WASHINGTON","Upper Potomac","Potomac River Basin","Septic",1296.051025,1652.650024,1689.890991,1709.5760499999999,1727.135986,1751.7860109999999,1700.8000489999999,1426.1171629999999,1250.2679450000001]
["A24043PU6_3752_4080","24043","WASHINGTON","Upper Potomac","Potomac River Basin","Stormwater",7777.3026730000001,8480.1871190000002,8188.1238510000003,8650.3051149999992,8720.5925900000002,9024.4003300000004,6058.6539309999998,7686.3242229999996,7351.7911379999996]
["A24043PU6_3752_4080","24043","WASHINGTON","Upper Potomac","Potomac River Basin","Wastewater",0,0,0,0,0,0,0,0]
["A24043PU6_4080_4180","24043","WASHINGTON","Upper Potomac","Potomac River Basin","Agriculture",27128.923480000001,19979.796409999999,19002.31149,18755.407780000001,18352.830109999999,18258.13956,17653.798460000002,16909.202120000002,15513.79588]
["A24043PU6_4080_4180","24043","WASHINGTON","Upper Potomac","Potomac River Basin","Forest",4147.7877200000003,3591.2091679999999,3650.5627279999999,3720.8245240000001,3739.2019959999998,3763.464813,3565.267914,3697.8175350000001,3729.3207400000001]
["A24043PU6_4080_4180","24043","WASHINGTON","Upper Potomac","Potomac River Basin","Non-Tidal Atm",2598.663086,1471.089966,1471.089966,1471.089966,1471.089966,1471.089966,1471.089966,1471.0899280000001,1471.089903]
["A24043PU6_4080_4180","24043","WASHINGTON","Upper Potomac","Potomac River Basin","Septic",301.86099239999999,361.15521239999998,368.78079220000001,367.81420900000001,376.8709106,379.57580569999999,308.74990839999998,308.24955720000003,267.89540049999999]
["A24043PU6_4080_4180","24043","WASHINGTON","Upper Potomac","Potomac River Basin","Stormwater",2218.9942369999999,2233.3838489999998,2182.4749470000002,2217.2889019999998,2291.3144379999999,2288.3454740000002,2608.502884,1984.577886,1852.6465109999999]
["A24043PU6_4080_4180","24043","WASHINGTON","Upper Potomac","Potomac River Basin","Wastewater",6545.4521480000003,0,0,0,0,0,0,0]
["A24043PU6_4180_4150","24043","WASHINGTON","Upper Potomac","Potomac River Basin","Agriculture",19990.764729999999,14829.350780000001,14083.78801,13897.662609999999,13601.675440000001,13502.289059999999,13063.99991,12623.16308,11649.413119999999]
["A24043PU6_4180_4150","24043","WASHINGTON","Upper Potomac","Potomac River Basin","Forest",27946.43017,22516.03082,22516.547490000001,22787.782589999999,22805.546630000001,22772.019779999999,22748.402470000001,22801.939020000002,22992.20004]
["A24043PU6_4180_4150","24043","WASHINGTON","Upper Potomac","Potomac River Basin","Non-Tidal Atm",11064.219730000001,6263.3979490000002,6263.3979490000002,6263.3979490000002,6263.3979490000002,6263.3979490000002,6263.3979490000002,6263.398048,6263.3981139999996]
["A24043PU6_4180_4150","24043","WASHINGTON","Upper Potomac","Potomac River Basin","Septic",0,2280.9108890000002,2329.9570309999999,2353.4829100000002,2383.2128910000001,2415.4240719999998,2551.0429690000001,1950.4969160000001,1697.523506]
["A24043PU6_4180_4150","24043","WASHINGTON","Upper Potomac","Potomac River Basin","Stormwater",4493.7491300000002,3996.5318000000002,3898.5833280000002,4318.7244259999998,4322.020477,4484.8900759999997,4117.8747560000002,3759.123388,3666.150095]
["A24043PU6_4180_4150","24043","WASHINGTON","Upper Potomac","Potomac River Basin","Wastewater",0,0,0,0,0,0,0,0]
["A24045EL0_4593_0000","24045","WICOMICO","Lower Eastern Shore","Eastern Shore of Chesapeake Bay","Agriculture",36176.830970000003,16850.137340000001,13351.167310000001,12404.65136,11886.364680000001,13947.91792,10908.592559999999,12588.592989999999,12080.21011]
["A24045EL0_4593_0000","24045","WICOMICO","Lower Eastern Shore","Eastern Shore of Chesapeake Bay","Forest",11769.96783,11683.99302,11645.3722,11896.715759999999,11959.799069999999,11931.564759999999,12097.19598,11718.323560000001,11766.95779]
["A24045EL0_4593_0000","24045","WICOMICO","Lower Eastern Shore","Eastern Shore of Chesapeake Bay","Non-Tidal Atm",4354.4208980000003,3827.38501,3827.38501,3827.38501,3827.38501,3827.38501,3827.38501,3827.385053,3827.3850819999998]
["A24045EL0_4593_0000","24045","WICOMICO","Lower Eastern Shore","Eastern Shore of Chesapeake Bay","Septic",0,565.12231450000002,598.78820800000005,571.54101560000004,609.17901610000001,620.99597170000004,745.95062259999997,452.37167040000003,354.76064530000002]
["A24045EL0_4593_0000","24045","WICOMICO","Lower Eastern Shore","Eastern Shore of Chesapeake Bay","Stormwater",886.56596379999996,1181.931278,1144.0231779999999,1171.1631850000001,1209.0588069999999,1228.382012,1100.464851,982.87713780000001,875.44644430000005]
["A24045EL0_4593_0000","24045","WICOMICO","Lower Eastern Shore","Eastern Shore of Chesapeake Bay","Wastewater",0,0,2.5056979660000001,6.0900301929999996,6.0900301929999996,6.0900301929999996,0,4.653296514,6.0850288800000003]
["A24045EL0_4594_0000","24045","WICOMICO","Lower Eastern Shore","Eastern Shore of Chesapeake Bay","Agriculture",246807.1189,114959.007,103114.98609999999,90959.908750000002,89305.686260000002,106116.0543,83552.020759999999,94785.640910000002,89232.744120000003]
["A24045EL0_4594_0000","24045","WICOMICO","Lower Eastern Shore","Eastern Shore of Chesapeake Bay","Forest",9869.680359,12792.716920000001,13108.434139999999,13531.10828,13727.59491,13830.65631,13612.22675,13194.07998,13251.17721]
["A24045EL0_4594_0000","24045","WICOMICO","Lower Eastern Shore","Eastern Shore of Chesapeake Bay","Non-Tidal Atm",1530.241943,1345.030029,1345.030029,1345.030029,1345.030029,1345.030029,1345.030029,1345.0300339999999,1345.030037]
["A24045EL0_4594_0000","24045","WICOMICO","Lower Eastern Shore","Eastern Shore of Chesapeake Bay","Septic",0,5635.8339839999999,5813.8549800000001,5771.6821289999998,5844.251953,5938.1650390000004,6201.1840819999998,4375.9353069999997,3417.3221920000001]
["A24045EL0_4594_0000","24045","WICOMICO","Lower Eastern Shore","Eastern Shore of Chesapeake Bay","Stormwater",6692.9854580000001,8811.3207480000001,8525.5396049999999,8579.7347109999992,8768.8533029999999,8922.2767029999995,11139.642239999999,7234.1086500000001,6373.154681]
["A24045EL0_4594_0000","24045","WICOMICO","Lower Eastern Shore","Eastern Shore of Chesapeake Bay","Wastewater",607.31842040000004,442.40740970000002,462.48129269999998,527.03363039999999,239.60429379999999,305.78491209999999,325.54762030000001,266.28858600000001,135.49344819999999]
["A24045EL0_4595_0000","24045","WICOMICO","Lower Eastern Shore","Eastern Shore of Chesapeake Bay","Agriculture",187006.5987,87103.454580000005,69012.400039999993,64117.505960000002,61218.25015,72093.643349999998,56390.266499999998,65067.83251,62438.12083]
["A24045EL0_4595_0000","24045","WICOMICO","Lower Eastern Shore","Eastern Shore of Chesapeake Bay","Forest",19519.897099999998,21088.99829,21241.828369999999,21775.402829999999,21991.219000000001,21998.711670000001,22375.980469999999,21376.797129999999,21466.776310000001]
["A24045EL0_4595_0000","24045","WICOMICO","Lower Eastern Shore","Eastern Shore of Chesapeake Bay","Non-Tidal Atm",3488.0358890000002,3065.8630370000001,3065.8630370000001,3065.8630370000001,3065.8630370000001,3065.8630370000001,3065.8630370000001,3065.8630010000002,3065.8629769999998]
["A24045EL0_4595_0000","24045","WICOMICO","Lower Eastern Shore","Eastern Shore of Chesapeake Bay","Septic",3507.7109380000002,5146.1860349999997,5271.6450199999999,5228.9692379999997,5290.0087890000004,5362.0048829999996,5256.6337890000004,3962.120253,3089.1037419999998]
["A24045EL0_4595_0000","24045","WICOMICO","Lower Eastern Shore","Eastern Shore of Chesapeake Bay","Stormwater",5759.0138850000003,7494.1805119999999,7224.9155739999997,7327.7418829999997,7252.3027339999999,7603.5535280000004,7495.1023859999996,6164.8075330000001,5458.0688389999996]
["A24045EL0_4595_0000","24045","WICOMICO","Lower Eastern Shore","Eastern Shore of Chesapeake Bay","Wastewater",0,0,0,0,0,0,0,0]
["A24045EL0_4596_0000","24045","WICOMICO","Lower Eastern Shore","Eastern Shore of Chesapeake Bay","Agriculture",49007.586470000002,22826.064119999999,18085.188190000001,16802.946599999999,16106.03961,18893.7955,14776.66431,17052.051780000002,16363.294169999999]
["A24045EL0_4596_0000","24045","WICOMICO","Lower Eastern Shore","Eastern Shore of Chesapeake Bay","Forest",9477.9244390000003,9824.7449039999992,9827.7193299999999,10061.37372,10138.46594,10130.42108,10291.889590000001,9889.9474389999996,9931.4328449999994]
["A24045EL0_4596_0000","24045","WICOMICO","Lower Eastern Shore","Eastern Shore of Chesapeake Bay","Non-Tidal Atm",363.80300899999997,319.7702026,319.7702026,319.7702026,319.7702026,319.7702026,319.7702026,319.77020700000003,319.77021000000002]
["A24045EL0_4596_0000","24045","WICOMICO","Lower Eastern Shore","Eastern Shore of Chesapeake Bay","Septic",0,700.15679929999999,706.44610599999999,690.93926999999996,681.48229979999996,681.49090579999995,387.717804,528.6393104,410.1014467]
["A24045EL0_4596_0000","24045","WICOMICO","Lower Eastern Shore","Eastern Shore of Chesapeake Bay","Stormwater",1345.7274609999999,1276.130318,1232.542923,1214.251587,1215.0510870000001,1210.789581,1129.022919,1032.2172109999999,898.66673639999999]
["A24045EL0_4596_0000","24045","WICOMICO","Lower Eastern Shore","Eastern Shore of Chesapeake Bay","Wastewater",0,6.0900301929999996,6.0900301929999996,6.0900301929999996,6.0900301929999996,6.0900301929999996,6.0900301929999996,6.087029405,6.0850288800000003]
["A24045EL0_4597_0000","24045","WICOMICO","Lower Eastern Shore","Eastern Shore of Chesapeake Bay","Agriculture",97523.143429999996,45424.766860000003,35990.057350000003,33436.663119999997,32042.702880000001,37596.797330000001,29406.90451,33932.333250000003,32560.517179999999]
["A24045EL0_4597_0000","24045","WICOMICO","Lower Eastern Shore","Eastern Shore of Chesapeake Bay","Forest",16133.38867,16831.377380000002,16868.88812,17253.49927,17416.884829999999,17409.040410000001,17670.739379999999,16975.121200000001,17045.94325]
["A24045EL0_4597_0000","24045","WICOMICO","Lower Eastern Shore","Eastern Shore of Chesapeake Bay","Non-Tidal Atm",1245.1970209999999,1094.4849850000001,1094.4849850000001,1094.4849850000001,1094.4849850000001,1094.4849850000001,1094.4849850000001,1094.4849839999999,1094.4849839999999]
["A24045EL0_4597_0000","24045","WICOMICO","Lower Eastern Shore","Eastern Shore of Chesapeake Bay","Septic",0,2718.790039,2753.7080080000001,2714.7770999999998,2717.2329100000002,2731.7229000000002,2727.1899410000001,2063.7814079999998,1603.830342]
["A24045EL0_4597_0000","24045","WICOMICO","Lower Eastern Shore","Eastern Shore of Chesapeake Bay","Stormwater",3987.1566469999998,3988.1767580000001,3843.5381779999998,3986.3172760000002,3794.038086,3815.7887770000002,3787.3179930000001,3327.5109600000001,2983.4928140000002]
["A24045EL0_4597_0000","24045","WICOMICO","Lower Eastern Shore","Eastern Shore of Chesapeake Bay","Wastewater",0,13.65532017,13.65532017,13.65532017,13.65532017,13.65532017,13.645979880000001,11.305600889999999,9.7391213689999994]
["A24045EL0_4598_0000","24045","WICOMICO","Lower Eastern Shore","Eastern Shore of Chesapeake Bay","Agriculture",46178.784879999999,21509.45088,17042.11249,15833.775809999999,15070.500739999999,17803.660759999999,13925.373299999999,16068.633040000001,15419.64675]
["A24045EL0_4598_0000","24045","WICOMICO","Lower Eastern Shore","Eastern Shore of Chesapeake Bay","Forest",7953.8754879999997,8236.6210329999994,8278.2848809999996,8483.6488040000004,8547.1915590000008,8551.7200620000003,8555.4412530000009,8330.634419,8365.5341100000005]
["A24045EL0_4598_0000","24045","WICOMICO","Lower Eastern Shore","Eastern Shore of Chesapeake Bay","Non-Tidal Atm",1485.230957,1305.465942,1305.465942,1305.465942,1305.465942,1305.465942,1305.465942,1305.465944,1305.4659449999999]
["A24045EL0_4598_0000","24045","WICOMICO","Lower Eastern Shore","Eastern Shore of Chesapeake Bay","Septic",0,3872.0620119999999,3821.0129390000002,3720.6188959999999,3630.781982,3611.0539549999999,3741.5200199999999,2847.2946400000001,2198.1491080000001]
["A24045EL0_4598_0000","24045","WICOMICO","Lower Eastern Shore","Eastern Shore of Chesapeake Bay","Stormwater",6774.7271879999998,6257.8267900000001,6015.334366,5830.1361079999997,5808.0938720000004,5834.1640630000002,6226.5598140000002,4959.9217349999999,4256.313314]
["A24045EL0_4598_0000","24045","WICOMICO","Lower Eastern Shore","Eastern Shore of Chesapeake Bay","Wastewater",0,1451.219971,1451.219971,1451.219971,1451.219971,1451.219971,1450.225952,884.34857509999995,506.43431120000002]
["A24045EL0_4633_0000","24045","WICOMICO","Lower Eastern Shore","Eastern Shore of Chesapeake Bay","Agriculture",24360.416829999998,11346.492749999999,10177.31984,8977.7143510000005,8817.1507299999994,10474.02606,8247.0867870000002,9354.9524930000007,8806.7075980000009]
["A24045EL0_4633_0000","24045","WICOMICO","Lower Eastern Shore","Eastern Shore of Chesapeake Bay","Forest",2128.4224549999999,2351.974937,2373.0861890000001,2435.6042940000002,2457.218445,2463.5563579999998,2491.0084299999999,2388.243219,2398.347906]
["A24045EL0_4633_0000","24045","WICOMICO","Lower Eastern Shore","Eastern Shore of Chesapeake Bay","Non-Tidal Atm",48.755538940000001,42.854419710000002,42.854419710000002,42.854419710000002,42.854419710000002,42.854419710000002,42.854419710000002,42.854419419999999,42.854419229999998]
["A24045EL0_4633_0000","24045","WICOMICO","Lower Eastern Shore","Eastern Shore of Chesapeake Bay","Septic",0,449.56689449999999,465.41720579999998,462.28259279999997,469.27069089999998,479.64028930000001,483.72219849999999,350.026141,273.09876450000002]
["A24045EL0_4633_0000","24045","WICOMICO","Lower Eastern Shore","Eastern Shore of Chesapeake Bay","Stormwater",599.5252534,830.7556439,806.16143799999998,812.87326429999996,836.97018820000005,848.77830500000005,904.12413400000003,683.08066910000002,601.0268231]
["A24045EL0_4633_0000","24045","WICOMICO","Lower Eastern Shore","Eastern Shore of Chesapeake Bay","Wastewater",0,0,0,0,0,0,0,0]
["A24045EL0_5040_0000","24045","WICOMICO","Lower Eastern Shore","Eastern Shore of Chesapeake Bay","Agriculture",213268.89079999999,99336.337809999997,78704.535300000003,73121.908850000007,69582.568230000004,82219.235440000004,64308.081140000002,74206.042740000004,71207.047699999996]
["A24045EL0_5040_0000","24045","WICOMICO","Lower Eastern Shore","Eastern Shore of Chesapeake Bay","Forest",19008.733520000002,20646.922419999999,20856.932799999999,21375.937740000001,21559.487789999999,21595.521049999999,22357.3501,20988.93678,21076.939429999999]
["A24045EL0_5040_0000","24045","WICOMICO","Lower Eastern Shore","Eastern Shore of Chesapeake Bay","Non-Tidal Atm",1650.2509769999999,1450.512939,1450.512939,1450.512939,1450.512939,1450.512939,1450.512939,1450.512941,1450.5129420000001]
["A24045EL0_5040_0000","24045","WICOMICO","Lower Eastern Shore","Eastern Shore of Chesapeake Bay","Septic",2570.1660160000001,4357.3862300000001,4503.0058589999999,4487.1069340000004,4553.3041990000002,4638.7441410000001,4498.3608400000003,3391.6827589999998,2650.8006930000001]
["A24045EL0_5040_0000","24045","WICOMICO","Lower Eastern Shore","Eastern Shore of Chesapeake Bay","Stormwater",7432.8109139999997,10427.5188,9894.2616269999999,10151.00301,10404.13816,10624.53981,9568.5914819999998,8515.5010920000004,7596.3274019999999]
["A24045EL0_5040_0000","24045","WICOMICO","Lower Eastern Shore","Eastern Shore of Chesapeake Bay","Wastewater",0,904.25762940000004,952.29260250000004,1404.614014,1026.751953,1131.628052,1288.822095,1923.9141540000001,2571.6618560000002]
["A24045EL0_5400_0001","24045","WICOMICO","Lower Eastern Shore","Eastern Shore of Chesapeake Bay","Agriculture",194902.01010000001,90782.090270000001,81428.853889999999,71830.203850000005,70978.115850000002,83797.951379999999,65979.28112,81611.047290000002,81732.509560000006]
["A24045EL0_5400_0001","24045","WICOMICO","Lower Eastern Shore","Eastern Shore of Chesapeake Bay","Forest",16207.775390000001,15651.256530000001,15972.57965,16036.943300000001,16143.985479999999,16032.186949999999,15188.70068,16124.68879,16226.09489]
["A24045EL0_5400_0001","24045","WICOMICO","Lower Eastern Shore","Eastern Shore of Chesapeake Bay","Non-Tidal Atm",1986.463013,1746.031982,1746.031982,1746.031982,1746.031982,1746.031982,1746.031982,1746.031739,1746.031577]
["A24045EL0_5400_0001","24045","WICOMICO","Lower Eastern Shore","Eastern Shore of Chesapeake Bay","Septic",18996.08008,27880.009770000001,29098.359380000002,29107.150389999999,29422.019530000001,29747.240229999999,26678.890630000002,23563.70206,19873.930509999998]
["A24045EL0_5400_0001","24045","WICOMICO","Lower Eastern Shore","Eastern Shore of Chesapeake Bay","Stormwater",40403.771979999998,45984.692990000003,44126.438970000003,46549.732429999996,47607.224609999997,48624.384769999997,51496.763919999998,41200.099179999997,39249.205999999998]
["A24045EL0_5400_0001","24045","WICOMICO","Lower Eastern Shore","Eastern Shore of Chesapeake Bay","Wastewater",11966.761850000001,21069.788830000001,14647.60914,24868.067999999999,16155.34729,4192.7601320000003,7920.530761,11277.33266,9030.4816780000001]
["A24045EL0_5760_0000","24045","WICOMICO","Lower Eastern Shore","Eastern Shore of Chesapeake Bay","Agriculture",399369.74359999999,186019.0104,139938.36079999999,133023.1226,124980.1851,147203.85019999999,114797.25229999999,133580.50820000001,129341.9399]
["A24045EL0_5760_0000","24045","WICOMICO","Lower Eastern Shore","Eastern Shore of Chesapeake Bay","Forest",29024.10571,24695.0249,25710.163820000002,25677.808720000001,25723.315549999999,25547.533080000001,26102.628779999999,25844.83884,25934.622200000002]
["A24045EL0_5760_0000","24045","WICOMICO","Lower Eastern Shore","Eastern Shore of Chesapeake Bay","Non-Tidal Atm",4969.5229490000002,4368.0380859999996,4368.0380859999996,4368.0380859999996,4368.0380859999996,4368.0380859999996,4368.0380859999996,4368.0381120000002,4368.0381289999996]
["A24045EL0_5760_0000","24045","WICOMICO","Lower Eastern Shore","Eastern Shore of Chesapeake Bay","Septic",52309.320310000003,81902.25,85768.429690000004,85916.921879999994,86946.382809999996,87997.679690000004,73503.609379999994,64778.787360000002,50785.692479999998]
["A24045EL0_5760_0000","24045","WICOMICO","Lower Eastern Shore","Eastern Shore of Chesapeake Bay","Stormwater",118357.05190000001,133122.56630000001,128345.20879999999,132741.37460000001,135259.861,137658.77989999999,134342.837,111017.4192,99465.559380000006]
["A24045EL0_5760_0000","24045","WICOMICO","Lower Eastern Shore","Eastern Shore of Chesapeake Bay","Wastewater",272122.1066,504114.53649999999,248158.94279999999,403215.90360000002,342389.27860000002,322866.99739999999,369732.28810000001,168267.82459999999,115007.0791]
["A24045EL0_5761_0000","24045","WICOMICO","Lower Eastern Shore","Eastern Shore of Chesapeake Bay","Agriculture",236370.49110000001,110095.73910000001,87230.658439999999,81042.575519999999,77663.833710000006,90347.915129999994,70702.401490000004,82244.221950000006,78919.930949999994]
["A24045EL0_5761_0000","24045","WICOMICO","Lower Eastern Shore","Eastern Shore of Chesapeake Bay","Forest",48005.65625,48631.916259999998,48695.157229999997,49801.651850000002,50144.712399999997,50079.911139999997,50138.10254,49001.141040000002,49205.130259999998]
["A24045EL0_5761_0000","24045","WICOMICO","Lower Eastern Shore","Eastern Shore of Chesapeake Bay","Non-Tidal Atm",6878.578125,6046.0307620000003,6046.0307620000003,6046.0307620000003,6046.0307620000003,6046.0307620000003,6046.0307620000003,6046.0307419999999,6046.0307290000001]
["A24045EL0_5761_0000","24045","WICOMICO","Lower Eastern Shore","Eastern Shore of Chesapeake Bay","Septic",0,8421.8447269999997,8486.4082030000009,8324.2285159999992,8353.1220699999994,8393.4462889999995,9531.3398440000001,6354.034995,4932.4528570000002]
["A24045EL0_5761_0000","24045","WICOMICO","Lower Eastern Shore","Eastern Shore of Chesapeake Bay","Stormwater",13699.3017,15166.462949999999,14586.891970000001,14639.80962,14852.084930000001,14992.184600000001,17223.50909,12333.93345,10831.96111]
["A24045EL0_5761_0000","24045","WICOMICO","Lower Eastern Shore","Eastern Shore of Chesapeake Bay","Wastewater",0,0,0,0,0,0,0,0]
["A24045EL0_5762_0000","24045","WICOMICO","Lower Eastern Shore","Eastern Shore of Chesapeake Bay","Agriculture",117382.1054,54674.437400000003,43318.608030000003,40245.855040000002,38299.048620000001,45253.918259999999,35395.655290000002,40842.045870000002,39191.004430000001]
["A24045EL0_5762_0000","24045","WICOMICO","Lower Eastern Shore","Eastern Shore of Chesapeake Bay","Forest",8119.6439209999999,9352.1699829999998,9495.5682070000003,9759.1095580000001,9891.8874209999994,9909.8717660000002,10004.928379999999,9556.4317549999996,9597.0074550000008]
["A24045EL0_5762_0000","24045","WICOMICO","Lower Eastern Shore","Eastern Shore of Chesapeake Bay","Non-Tidal Atm",4766.9960940000001,4190.0239259999998,4190.0239259999998,4190.0239259999998,4190.0239259999998,4190.0239259999998,4190.0239259999998,4190.0238870000003,4190.0238609999997]
["A24045EL0_5762_0000","24045","WICOMICO","Lower Eastern Shore","Eastern Shore of Chesapeake Bay","Septic",0,2774.9528810000002,2782.7729490000002,2724.586914,2733.7929690000001,2751.9169919999999,2948.2209469999998,2080.8150540000001,1612.843124]
["A24045EL0_5762_0000","24045","WICOMICO","Lower Eastern Shore","Eastern Shore of Chesapeake Bay","Stormwater",4448.1931969999996,5164.1804099999999,4971.0808610000004,5029.5623219999998,4861.8785180000004,5163.6418839999997,5524.8366980000001,4233.2004550000001,3741.2801840000002]
["A24045EL0_5762_0000","24045","WICOMICO","Lower Eastern Shore","Eastern Shore of Chesapeake Bay","Wastewater",19.957490920000001,60.32773315,141.77301900000001,250.25611219999999,442.8445064,222.88771929999999,87.306299679999995,91.87467479,58.609112000000003]
["A24045EL0_5764_0000","24045","WICOMICO","Lower Eastern Shore","Eastern Shore of Chesapeake Bay","Agriculture",911.81475680000005,423.74123830000002,335.53440280000001,311.88712729999997,297.54281309999999,350.63068550000003,275.15129780000001,316.24273499999998,303.38162319999998]
["A24045EL0_5764_0000","24045","WICOMICO","Lower Eastern Shore","Eastern Shore of Chesapeake Bay","Forest",495.05857090000001,485.73775860000001,483.40963360000001,493.55051800000001,495.85465629999999,494.71771239999998,507.61097339999998,486.43080629999997,488.4449214]
["A24045EL0_5764_0000","24045","WICOMICO","Lower Eastern Shore","Eastern Shore of Chesapeake Bay","Non-Tidal Atm",438.81671139999997,385.70458980000001,385.70458980000001,385.70458980000001,385.70458980000001,385.70458980000001,385.70458980000001,385.70458580000002,385.70458309999998]
["A24045EL0_5764_0000","24045","WICOMICO","Lower Eastern Shore","Eastern Shore of Chesapeake Bay","Septic",0,145.35539249999999,106.9814987,86.096977229999993,82.718803410000007,82.315628050000001,117.65699770000001,73.332866469999999,50.900444980000003]
["A24045EL0_5764_0000","24045","WICOMICO","Lower Eastern Shore","Eastern Shore of Chesapeake Bay","Stormwater",58.340100300000003,51.624898909999999,49.715816490000002,48.92124939,48.996261599999997,48.422199249999998,27.013305670000001,41.247628450000001,35.602169760000002]
["A24045EL0_5764_0000","24045","WICOMICO","Lower Eastern Shore","Eastern Shore of Chesapeake Bay","Wastewater",0,0,0,0,0,0,0,0]
["A24045EL1_5430_0001","24045","WICOMICO","Lower Eastern Shore","Eastern Shore of Chesapeake Bay","Agriculture",113644.2795,52932.863469999997,47479.085740000002,41883.283920000002,41208.455959999999,48861.797339999997,38470.814899999998,48623.015630000002,49385.635560000002]
["A24045EL1_5430_0001","24045","WICOMICO","Lower Eastern Shore","Eastern Shore of Chesapeake Bay","Forest",18542.953000000001,19198.280579999999,19259.070619999999,19699.523799999999,19858.338500000002,19857.016299999999,20312.04926,19479.89446,19627.110349999999]
["A24045EL1_5430_0001","24045","WICOMICO","Lower Eastern Shore","Eastern Shore of Chesapeake Bay","Non-Tidal Atm",71.028381350000004,62.431468959999997,62.431468959999997,62.431468959999997,62.431468959999997,62.431468959999997,62.431468959999997,62.43146643,62.431464750000004]
["A24045EL1_5430_0001","24045","WICOMICO","Lower Eastern Shore","Eastern Shore of Chesapeake Bay","Septic",3189.8168949999999,3833.344971,3868.0920409999999,3806.4829100000002,3819.2929690000001,3836.334961,4057.9951169999999,3162.1015029999999,2691.4411449999998]
["A24045EL1_5430_0001","24045","WICOMICO","Lower Eastern Shore","Eastern Shore of Chesapeake Bay","Stormwater",6444.1251599999996,6798.8266599999997,6545.3422849999997,6665.6759949999996,6589.6169129999998,6639.6363979999996,5984.5489820000003,6037.0863879999997,5698.2491239999999]
["A24045EL1_5430_0001","24045","WICOMICO","Lower Eastern Shore","Eastern Shore of Chesapeake Bay","Wastewater",3.5578858850000001,3.5578858850000001,3.5578858850000001,0,0,0,0,1.423154354,0]
["A24045EL1_5570_0001","24045","WICOMICO","Lower Eastern Shore","Eastern Shore of Chesapeake Bay","Agriculture",17958.560689999998,8364.7321859999993,7503.1077910000004,6618.1510770000004,6510.3014400000002,7721.1921679999996,6079.6368689999999,7845.3446050000002,8073.5024819999999]
["A24045EL1_5570_0001","24045","WICOMICO","Lower Eastern Shore","Eastern Shore of Chesapeake Bay","Forest",2583.732117,2685.735283,2696.0241850000002,2758.835709,2778.5248419999998,2779.0165860000002,2901.8393249999999,2729.8563690000001,2752.4111590000002]
["A24045EL1_5570_0001","24045","WICOMICO","Lower Eastern Shore","Eastern Shore of Chesapeake Bay","Non-Tidal Atm",22.024209979999998,19.358520510000002,19.358520510000002,19.358520510000002,19.358520510000002,19.358520510000002,19.358520510000002,19.358518310000001,19.358516850000001]
["A24045EL1_5570_0001","24045","WICOMICO","Lower Eastern Shore","Eastern Shore of Chesapeake Bay","Septic",0,455.5280151,460.04528809999999,452.18560789999998,452.81478879999997,456.97399899999999,482.62249759999997,382.21729249999999,330.3319621]
["A24045EL1_5570_0001","24045","WICOMICO","Lower Eastern Shore","Eastern Shore of Chesapeake Bay","Stormwater",860.05110549999995,979.4953117,955.80964189999997,968.48653409999997,988.56295009999997,997.48769760000005,710.93130489999999,891.55274180000004,848.7148085]
["A24045EL1_5570_0001","24045","WICOMICO","Lower Eastern Shore","Eastern Shore of Chesapeake Bay","Wastewater",0,0,0,0,0,0,0,0]
["A24045EL2_4630_0000","24045","WICOMICO","Lower Eastern Shore","Eastern Shore of Chesapeake Bay","Agriculture",1953.3780529999999,908.72800480000001,719.87887460000002,612.2436692,435.84010979999999,497.976471,397.41222160000001,678.33893660000001,650.64564459999997]
["A24045EL2_4630_0000","24045","WICOMICO","Lower Eastern Shore","Eastern Shore of Chesapeake Bay","Forest",256.94424629999997,262.81869690000002,264.71073719999998,277.17552660000001,278.86320119999999,278.97266389999999,324.7877178,266.38014299999998,267.49308020000001]
["A24045EL2_4630_0000","24045","WICOMICO","Lower Eastern Shore","Eastern Shore of Chesapeake Bay","Non-Tidal Atm",0,0,0,0,0,0,0,0,0]
["A24045EL2_4630_0000","24045","WICOMICO","Lower Eastern Shore","Eastern Shore of Chesapeake Bay","Septic",0,7.2276167869999997,7.7368187900000001,7.8325481410000002,7.8348221779999996,7.8387088780000003,0,5.8711156139999998,4.6273134970000003]
["A24045EL2_4630_0000","24045","WICOMICO","Lower Eastern Shore","Eastern Shore of Chesapeake Bay","Stormwater",121.0052748,158.10582729999999,149.46060610000001,147.40503649999999,150.2103286,152.3521977,19.776585579999999,124.8310871,108.41140780000001]
["A24045EL2_4630_0000","24045","WICOMICO","Lower Eastern Shore","Eastern Shore of Chesapeake Bay","Wastewater",4444.076172,11512.309569999999,5667.248047,10865.190430000001,6333.1381840000004,7634.8911129999997,6511.5561520000001,2266.8992189999999]
["A24045EL2_4634_0000","24045","WICOMICO","Lower Eastern Shore","Eastern Shore of Chesapeake Bay","Agriculture",19472.524219999999,9070.6722119999995,7186.2668750000003,6675.4894350000004,6352.7894800000004,7507.5180959999998,5872.1248180000002,6774.6374159999996,6500.2177769999998]
["A24045EL2_4634_0000","24045","WICOMICO","Lower Eastern Shore","Eastern Shore of Chesapeake Bay","Forest",820.04602820000002,885.1854439,927.97027209999999,949.0425262,963.34672169999999,966.00272749999999,1252.0326230000001,933.60931449999998,937.36867610000002]
["A24045EL2_4634_0000","24045","WICOMICO","Lower Eastern Shore","Eastern Shore of Chesapeake Bay","Non-Tidal Atm",11.24868011,9.8872013089999999,9.8872013089999999,9.8872013089999999,9.8872013089999999,9.8872013089999999,9.8872013089999999,9.8872013469999995,9.8872013729999999]
["A24045EL2_4634_0000","24045","WICOMICO","Lower Eastern Shore","Eastern Shore of Chesapeake Bay","Septic",389.56640629999998,484.844696,508.34790040000001,511.18179320000002,510.4356995,516.10351560000004,664.34680179999998,384.52562469999998,301.97744089999998]
["A24045EL2_4634_0000","24045","WICOMICO","Lower Eastern Shore","Eastern Shore of Chesapeake Bay","Stormwater",2936.5313190000002,3291.5979619999998,3164.129547,3194.214195,3208.9518050000001,3271.5317540000001,2425.5847779999999,2681.5756219999998,2359.8730049999999]
["A24045EL2_4634_0000","24045","WICOMICO","Lower Eastern Shore","Eastern Shore of Chesapeake Bay","Wastewater",0,0,0,0,0,0,6.0900301929999996,3888.3577190000001,6480.5961980000002]
["A24045EL2_5110_5270","24045","WICOMICO","Lower Eastern Shore","Eastern Shore of Chesapeake Bay","Agriculture",109978.77129999999,51225.926209999998,45948.381840000002,40531.816579999999,39902.867729999998,47285.971319999997,37230.363660000003,49406.786,51712.388780000001]
["A24045EL2_5110_5270","24045","WICOMICO","Lower Eastern Shore","Eastern Shore of Chesapeake Bay","Forest",3837.2629700000002,5436.4837649999999,5589.2861789999997,5789.0897519999999,5875.2900390000004,5945.0216369999998,6126.3282769999996,5670.0429439999998,5723.8807880000004]
["A24045EL2_5110_5270","24045","WICOMICO","Lower Eastern Shore","Eastern Shore of Chesapeake Bay","Non-Tidal Atm",24.318519590000001,21.375139239999999,21.375139239999999,21.375139239999999,21.375139239999999,21.375139239999999,21.375139239999999,21.37513633,21.375134389999999]
["A24045EL2_5110_5270","24045","WICOMICO","Lower Eastern Shore","Eastern Shore of Chesapeake Bay","Septic",0,1027.7919919999999,1076.753052,1079.4520259999999,1095.6779790000001,1113.8139650000001,1322.5329589999999,924.9961121,823.8248188]
["A24045EL2_5110_5270","24045","WICOMICO","Lower Eastern Shore","Eastern Shore of Chesapeake Bay","Stormwater",1446.5594619999999,1792.581367,1601.86186,1569.638794,1724.724381,1607.0108640000001,1646.4558099999999,1486.8062110000001,1410.102445]
["A24045EL2_5110_5270","24045","WICOMICO","Lower Eastern Shore","Eastern Shore of Chesapeake Bay","Wastewater",0,0,0,0,0,0,0,0]
["A24045EL2_5270_0001","24045","WICOMICO","Lower Eastern Shore","Eastern Shore of Chesapeake Bay","Agriculture",376501.44640000002,175368.12220000001,157299.09400000001,138758.1839,136258.84179999999,161475.29810000001,127167.4577,163363.7605,167406.87150000001]
["A24045EL2_5270_0001","24045","WICOMICO","Lower Eastern Shore","Eastern Shore of Chesapeake Bay","Forest",26664.836179999998,30578.407350000001,31009.179319999999,31878.43592,32199.633419999998,32332.068609999998,33118.515019999999,31391.564869999998,31646.488570000001]
["A24045EL2_5270_0001","24045","WICOMICO","Lower Eastern Shore","Eastern Shore of Chesapeake Bay","Non-Tidal Atm",365.75061040000003,321.48208620000003,321.48208620000003,321.48208620000003,321.48208620000003,321.48208620000003,321.48208620000003,321.4820914,321.48209480000003]
["A24045EL2_5270_0001","24045","WICOMICO","Lower Eastern Shore","Eastern Shore of Chesapeake Bay","Septic",3900.8400879999999,5324.6289059999999,5415.0170900000003,5353.4008789999998,5398.501953,5456.8881840000004,6321.2319340000004,4487.1477420000001,3868.5681770000001]
["A24045EL2_5270_0001","24045","WICOMICO","Lower Eastern Shore","Eastern Shore of Chesapeake Bay","Stormwater",13392.724630000001,15762.00145,15175.222690000001,15242.425370000001,15659.48351,15907.18137,15214.464749999999,14020.641240000001,13250.92028]
["A24045EL2_5270_0001","24045","WICOMICO","Lower Eastern Shore","Eastern Shore of Chesapeake Bay","Wastewater",1234.7110600000001,6119.3850510000002,8151.1042889999999,7270.3469649999997,7679.6350510000002,8104.2742109999999,8345.1531169999998,6994.1955959999996,6222.9231339999997]
["A24047EL0_5271_0000","24047","WORCESTER","Lower Eastern Shore","Eastern Shore of Chesapeake Bay","Agriculture",201405.3414,110288.4112,102589.5162,137147.95980000001,131728.47990000001,116389.13069999999,109412.1918,104563.091,105878.8075]
["A24047EL0_5271_0000","24047","WORCESTER","Lower Eastern Shore","Eastern Shore of Chesapeake Bay","Forest",22516.22681,23105.81335,22805.177919999998,23350.24134,23265.629270000001,23027.882570000002,24912.496090000001,22945.599490000001,23039.21386]
["A24047EL0_5271_0000","24047","WORCESTER","Lower Eastern Shore","Eastern Shore of Chesapeake Bay","Non-Tidal Atm",1802.8249510000001,1509.415039,1509.415039,1509.415039,1509.415039,1509.415039,1509.415039,1509.415029,1509.4150219999999]
["A24047EL0_5271_0000","24047","WORCESTER","Lower Eastern Shore","Eastern Shore of Chesapeake Bay","Septic",747.65551760000005,1340.240967,1497.05603,1574.5179439999999,1622.2189940000001,1672.659058,2034.0620120000001,1144.60688,909.64077929999996]
["A24047EL0_5271_0000","24047","WORCESTER","Lower Eastern Shore","Eastern Shore of Chesapeake Bay","Stormwater",5733.6328999999996,14233.732,6677.3644910000003,7564.8315240000002,7631.9553180000003,14964.78679,11394.06755,6096.9718929999999,5710.0434949999999]
["A24047EL0_5271_0000","24047","WORCESTER","Lower Eastern Shore","Eastern Shore of Chesapeake Bay","Wastewater",37884.769529999998,34381.577140000001,31865.367180000001,23174.368160000002,18345.497060000002,17912.358390000001,8382.3928329999999,16443.36666,6162.0329780000002]
["A24047EL1_5430_0001","24047","WORCESTER","Lower Eastern Shore","Eastern Shore of Chesapeake Bay","Agriculture",11818.625980000001,6472.427052,4879.1168420000004,6856.0506260000002,6338.0497500000001,5597.9906300000002,5174.0372630000002,6036.9089949999998,6808.7704299999996]
["A24047EL1_5430_0001","24047","WORCESTER","Lower Eastern Shore","Eastern Shore of Chesapeake Bay","Forest",15167.298709999999,14725.38379,14426.725769999999,14795.389590000001,14800.101199999999,14592.01496,14797.66944,14591.61426,14701.53991]
["A24047EL1_5430_0001","24047","WORCESTER","Lower Eastern Shore","Eastern Shore of Chesapeake Bay","Non-Tidal Atm",0,0,0,0,0,0,0,0,0]
["A24047EL1_5430_0001","24047","WORCESTER","Lower Eastern Shore","Eastern Shore of Chesapeake Bay","Septic",0,441.41369630000003,457.5456848,467.47290040000001,472.44699100000003,479.90591430000001,670.67999269999996,376.85636399999999,323.0634834]
["A24047EL1_5430_0001","24047","WORCESTER","Lower Eastern Shore","Eastern Shore of Chesapeake Bay","Stormwater",831.19781880000005,739.81541830000003,708.93821909999997,712.86063960000001,774.46865079999998,722.89367860000004,1172.552719,648.62507200000005,608.41630729999997]
["A24047EL1_5430_0001","24047","WORCESTER","Lower Eastern Shore","Eastern Shore of Chesapeake Bay","Wastewater",0,0,0,0,0,0,0,0]
["A24047EL1_5570_0001","24047","WORCESTER","Lower Eastern Shore","Eastern Shore of Chesapeake Bay","Agriculture",70337.290250000005,38516.313340000001,29032.169590000001,40790.489549999998,37698.35701,33307.82978,30779.580249999999,36932.30803,42199.066989999999]
["A24047EL1_5570_0001","24047","WORCESTER","Lower Eastern Shore","Eastern Shore of Chesapeake Bay","Forest",29977.876459999999,29596.2893,29011.753420000001,29757.492190000001,29786.030269999999,29339.10572,30118.00317,29374.136689999999,29615.725539999999]
["A24047EL1_5570_0001","24047","WORCESTER","Lower Eastern Shore","Eastern Shore of Chesapeake Bay","Non-Tidal Atm",34.208431240000003,28.64100075,28.64100075,28.64100075,28.64100075,28.64100075,28.64100075,28.641003049999998,28.641004580000001]
["A24047EL1_5570_0001","24047","WORCESTER","Lower Eastern Shore","Eastern Shore of Chesapeake Bay","Septic",0,723.26593019999996,771.98699950000002,794.51159670000004,808.77258300000005,823.00097659999994,1103.744019,650.16175780000003,568.94493]
["A24047EL1_5570_0001","24047","WORCESTER","Lower Eastern Shore","Eastern Shore of Chesapeake Bay","Stormwater",1730.333153,1313.5579319999999,1247.085922,1275.282183,1292.0125829999999,1553.180969,1284.4810179999999,1164.0756389999999,1108.735451]
["A24047EL1_5570_0001","24047","WORCESTER","Lower Eastern Shore","Eastern Shore of Chesapeake Bay","Wastewater",0,0,0,0,0,0,0,0]
["A24047EL1_5660_0000","24047","WORCESTER","Lower Eastern Shore","Eastern Shore of Chesapeake Bay","Agriculture",134036.0227,73396.461389999997,55333.915639999999,77725.557079999999,71646.790290000004,63479.882420000002,58650.746079999997,59007.748899999999,61456.97107]
["A24047EL1_5660_0000","24047","WORCESTER","Lower Eastern Shore","Eastern Shore of Chesapeake Bay","Forest",19761.606199999998,20221.446169999999,19859.364679999999,20390.4231,20373.523440000001,20095.138129999999,20980.958989999999,19984.718509999999,20068.28773]
["A24047EL1_5660_0000","24047","WORCESTER","Lower Eastern Shore","Eastern Shore of Chesapeake Bay","Non-Tidal Atm",1045.6400149999999,875.46252440000001,875.46252440000001,875.46252440000001,875.46252440000001,875.46252440000001,875.46252440000001,875.46252260000006,875.46252140000001]
["A24047EL1_5660_0000","24047","WORCESTER","Lower Eastern Shore","Eastern Shore of Chesapeake Bay","Septic",0,1970.365967,2038.871948,2069.6750489999999,2093.294922,2116.9709469999998,2478.4689939999998,1534.0254010000001,1197.461037]
["A24047EL1_5660_0000","24047","WORCESTER","Lower Eastern Shore","Eastern Shore of Chesapeake Bay","Stormwater",2120.4820749999999,2416.7496259999998,2312.4046370000001,2287.5312779999999,2690.0783540000002,2736.8576029999999,2479.3451960000002,1939.314948,1690.5884880000001]
["A24047EL1_5660_0000","24047","WORCESTER","Lower Eastern Shore","Eastern Shore of Chesapeake Bay","Wastewater",0,0,0,0,0,0,0,0]
["A24047EL2_5110_5270","24047","WORCESTER","Lower Eastern Shore","Eastern Shore of Chesapeake Bay","Agriculture",33804.300790000001,18511.437839999999,13951.57445,19603.472089999999,18134.427189999999,16009.707539999999,14792.641030000001,18418.164990000001,21395.89201]
["A24047EL2_5110_5270","24047","WORCESTER","Lower Eastern Shore","Eastern Shore of Chesapeake Bay","Forest",3416.8471679999998,3524.5292359999999,3467.01973,3549.5161899999998,3550.0441900000001,3502.5334170000001,3866.9203950000001,3514.8958499999999,3546.813263]
["A24047EL2_5110_5270","24047","WORCESTER","Lower Eastern Shore","Eastern Shore of Chesapeake Bay","Non-Tidal Atm",0,0,0,0,0,0,0,0,0]
["A24047EL2_5110_5270","24047","WORCESTER","Lower Eastern Shore","Eastern Shore of Chesapeake Bay","Septic",0,113.7248993,120.8990021,124.65080260000001,126.946701,129.44329830000001,222.07240300000001,104.183291,93.039483579999995]
["A24047EL2_5110_5270","24047","WORCESTER","Lower Eastern Shore","Eastern Shore of Chesapeake Bay","Stormwater",724.62443929999995,984.68354409999995,917.75550650000002,1011.478806,1044.5857699999999,1036.572876,454.37831499999999,914.29797370000006,911.99295189999998]
["A24047EL2_5110_5270","24047","WORCESTER","Lower Eastern Shore","Eastern Shore of Chesapeake Bay","Wastewater",0,0,0,0,0,0,0,0]
["A24047EL2_5270_0001","24047","WORCESTER","Lower Eastern Shore","Eastern Shore of Chesapeake Bay","Agriculture",302548.1042,165672.25810000001,124896.9951,175452.34080000001,161651.48790000001,143276.149,132382.3028,157413.05619999999,179090.43030000001]
["A24047EL2_5270_0001","24047","WORCESTER","Lower Eastern Shore","Eastern Shore of Chesapeake Bay","Forest",40054.71948,40871.989990000002,40161.23401,41144.154300000002,41196.891109999997,40595.739130000002,42767.240969999999,40645.216549999997,40967.871579999999]
["A24047EL2_5270_0001","24047","WORCESTER","Lower Eastern Shore","Eastern Shore of Chesapeake Bay","Non-Tidal Atm",648.24737549999998,542.74517820000005,542.74517820000005,542.74517820000005,542.74517820000005,542.74517820000005,542.74517820000005,542.74516779999999,542.74516080000001]
["A24047EL2_5270_0001","24047","WORCESTER","Lower Eastern Shore","Eastern Shore of Chesapeake Bay","Septic",1896.5620120000001,2525.6459960000002,2649.3940429999998,2713.8339839999999,2757.5190429999998,2799.1289059999999,3183.6918949999999,2210.5177330000001,1917.933526]
["A24047EL2_5270_0001","24047","WORCESTER","Lower Eastern Shore","Eastern Shore of Chesapeake Bay","Stormwater",7856.6186900000002,9172.777435,8771.9184569999998,9604.3949429999993,9380.9919900000004,9827.1720430000005,8182.7930139999999,8506.7128859999993,8329.9091719999997]
["A24047EL2_5270_0001","24047","WORCESTER","Lower Eastern Shore","Eastern Shore of Chesapeake Bay","Wastewater",0,32.411201480000003,32.411201480000003,32.411201480000003,32.411201480000003,32.411201480000003,32.389019009999998,32.381929290000002,32.362414489999999]
["A24047EL3_5870_0000","24047","WORCESTER","Lower Eastern Shore","Eastern Shore of Chesapeake Bay","Agriculture",274944.79700000002,150557.08110000001,113499.43060000001,159446.57889999999,147878.47229999999,130210.2928,120305.53599999999,121046.36350000001,126077.65210000001]
["A24047EL3_5870_0000","24047","WORCESTER","Lower Eastern Shore","Eastern Shore of Chesapeake Bay","Forest",51254.076659999999,51800.403570000002,50855.619879999998,52135.462639999998,52173.509769999997,51470.756840000002,53447.610350000003,51174.587959999997,51387.233339999999]
["A24047EL3_5870_0000","24047","WORCESTER","Lower Eastern Shore","Eastern Shore of Chesapeake Bay","Non-Tidal Atm",1678.265991,1405.128052,1405.128052,1405.128052,1405.128052,1405.128052,1405.128052,1405.128072,1405.1280850000001]
["A24047EL3_5870_0000","24047","WORCESTER","Lower Eastern Shore","Eastern Shore of Chesapeake Bay","Septic",2927.4030760000001,3156.8239749999998,3344.4008789999998,3418.2661130000001,3446.2758789999998,3485.9379880000001,3798.7661130000001,2530.6775849999999,1988.195389]
["A24047EL3_5870_0000","24047","WORCESTER","Lower Eastern Shore","Eastern Shore of Chesapeake Bay","Stormwater",7014.2466119999999,7304.9104610000004,7040.583611,7539.9193720000003,7963.4291380000004,7626.2734989999999,7203.5088990000004,6179.6766479999997,5605.7386720000004]
["A24047EL3_5870_0000","24047","WORCESTER","Lower Eastern Shore","Eastern Shore of Chesapeake Bay","Wastewater",36.159858700000001,48.339919090000002,48.339919090000002,12.18006039,12.18006039,12.18006039,12.18006039,26.638002289999999,12.170057760000001]
["A24047EL3_5970_0000","24047","WORCESTER","Lower Eastern Shore","Eastern Shore of Chesapeake Bay","Agriculture",33950.588609999999,18591.319210000001,14687.857599999999,20393.402969999999,18970.308779999999,16806.577880000001,15592.668610000001,15485.945610000001,16018.004290000001]
["A24047EL3_5970_0000","24047","WORCESTER","Lower Eastern Shore","Eastern Shore of Chesapeake Bay","Forest",4695.3345950000003,4087.406113,4116.592987,4083.3060310000001,4021.5110319999999,3936.1419070000002,4791.6844780000001,4136.9002399999999,4150.4384090000003]
["A24047EL3_5970_0000","24047","WORCESTER","Lower Eastern Shore","Eastern Shore of Chesapeake Bay","Non-Tidal Atm",2648.501953,2217.4580080000001,2217.4580080000001,2217.4580080000001,2217.4580080000001,2217.4580080000001,2217.4580080000001,2217.4580059999998,2217.458005]
["A24047EL3_5970_0000","24047","WORCESTER","Lower Eastern Shore","Eastern Shore of Chesapeake Bay","Septic",1624.1879879999999,1996.387939,2106.7370609999998,2129.3229980000001,2159.7380370000001,2181.5239259999998,3291.7429200000001,1593.1274060000001,1250.720969]
["A24047EL3_5970_0000","24047","WORCESTER","Lower Eastern Shore","Eastern Shore of Chesapeake Bay","Stormwater",11776.328509999999,11982.343279999999,11386.468999999999,12796.47315,13153.69202,13416.14234,9980.1201170000004,10305.99343,9585.6763780000001]
["A24047EL3_5970_0000","24047","WORCESTER","Lower Eastern Shore","Eastern Shore of Chesapeake Bay","Wastewater",5086.5517579999996,20063.451270000001,13783.46103,13716.80185,15156.62119,13404.9913,21304.068029999999,16262.496639999999,17915.18705]
["A24047EL3_5971_0000","24047","WORCESTER","Lower Eastern Shore","Eastern Shore of Chesapeake Bay","Agriculture",39934.058259999998,21868.283869999999,17269.867310000001,23985.701349999999,22315.10685,19762.97193,18336.776740000001,18211.12818,18838.635429999998]
["A24047EL3_5971_0000","24047","WORCESTER","Lower Eastern Shore","Eastern Shore of Chesapeake Bay","Forest",7607.1483159999998,7720.4336549999998,7579.5264900000002,7777.89624,7789.4073790000002,7686.1009219999996,7972.5724479999999,7627.3468590000002,7659.2271060000003]
["A24047EL3_5971_0000","24047","WORCESTER","Lower Eastern Shore","Eastern Shore of Chesapeake Bay","Non-Tidal Atm",1393.0820309999999,1166.3580320000001,1166.3580320000001,1166.3580320000001,1166.3580320000001,1166.3580320000001,1166.3580320000001,1166.3580300000001,1166.358029]
["A24047EL3_5971_0000","24047","WORCESTER","Lower Eastern Shore","Eastern Shore of Chesapeake Bay","Septic",0,196.9214935,198.93719479999999,200.21589660000001,196.38070680000001,195.4929047,442.24459839999997,148.98457869999999,115.6828347]
["A24047EL3_5971_0000","24047","WORCESTER","Lower Eastern Shore","Eastern Shore of Chesapeake Bay","Stormwater",2226.5375220000001,2053.1766739999998,2010.98108,2010.365967,2005.7506719999999,1996.6228639999999,1998.6356820000001,1731.644929,1545.4208289999999]
["A24047EL3_5971_0000","24047","WORCESTER","Lower Eastern Shore","Eastern Shore of Chesapeake Bay","Wastewater",0,0,0,0,0,0,0,0]
["A24047EL3_5972_0000","24047","WORCESTER","Lower Eastern Shore","Eastern Shore of Chesapeake Bay","Agriculture",161101.88099999999,88217.958769999997,69683.997870000007,96765.088889999999,90027.864449999994,79731.218789999999,73971.602620000005,73476.770260000005,76005.285189999995]
["A24047EL3_5972_0000","24047","WORCESTER","Lower Eastern Shore","Eastern Shore of Chesapeake Bay","Forest",15384.11987,16160.795599999999,15936.7392,16329.92981,16352.19824,16129.71033,17158.377260000001,16036.049929999999,16102.257089999999]
["A24047EL3_5972_0000","24047","WORCESTER","Lower Eastern Shore","Eastern Shore of Chesapeake Bay","Non-Tidal Atm",268.77960209999998,225.0357056,225.0357056,225.0357056,225.0357056,225.0357056,225.0357056,225.0357051,225.03570479999999]
["A24047EL3_5972_0000","24047","WORCESTER","Lower Eastern Shore","Eastern Shore of Chesapeake Bay","Septic",1289.4670410000001,1376.9189449999999,1432.5360109999999,1463.8580320000001,1464.040039,1476.7860109999999,1599.7320560000001,1080.4764680000001,845.77010659999996]
["A24047EL3_5972_0000","24047","WORCESTER","Lower Eastern Shore","Eastern Shore of Chesapeake Bay","Stormwater",3793.610408,4546.5400810000001,3970.8548219999998,4362.7269480000004,4375.7875899999999,4445.6299630000003,3805.496032,3561.7397989999999,3288.996451]
["A24047EL3_5972_0000","24047","WORCESTER","Lower Eastern Shore","Eastern Shore of Chesapeake Bay","Wastewater",548.88610840000001,0.60961258399999996,4.1489319800000004,6.6996421809999998,6.6996421809999998,6.6996421809999998,6.0900301929999996,5.67605732,6.69414088]
["A24510WM0_3650_0001","24510","BALTIMORE CITY","Patapsco/Back","Western Shore of Chesapeake Bay","Agriculture",0,0,0,0,0,0,0,0,0]
["A24510WM0_3650_0001","24510","BALTIMORE CITY","Patapsco/Back","Western Shore of Chesapeake Bay","Forest",760.39799879999998,530.03098869999997,511.70114899999999,407.33237639999999,376.59302709999997,338.48348140000002,270.11317639999999,512.293183,512.68787239999995]
["A24510WM0_3650_0001","24510","BALTIMORE CITY","Patapsco/Back","Western Shore of Chesapeake Bay","Non-Tidal Atm",201.31860349999999,95.673332209999998,95.673332209999998,95.673332209999998,95.673332209999998,95.673332209999998,95.673332209999998,95.673330890000003,95.673330010000001]
["A24510WM0_3650_0001","24510","BALTIMORE CITY","Patapsco/Back","Western Shore of Chesapeake Bay","Septic",0,0,0,0,0,0,0,0,0]
["A24510WM0_3650_0001","24510","BALTIMORE CITY","Patapsco/Back","Western Shore of Chesapeake Bay","Stormwater",43684.503060000003,33986.795590000002,33082.588380000001,33403.219490000003,32971.054940000002,33009.434200000003,32985.450199999999,29332.974920000001,26833.232609999999]
["A24510WM0_3650_0001","24510","BALTIMORE CITY","Patapsco/Back","Western Shore of Chesapeake Bay","Wastewater",7.5894241329999996,7.5894241329999996,262.58630369999997,262.58630369999997,262.58630369999997,262.58630369999997,0,262.45383070000003,262.36551539999999]
["A24510WM0_3740_0001","24510","BALTIMORE CITY","Patapsco/Back","Western Shore of Chesapeake Bay","Agriculture",0,0,0,0,0,0,0,0,0]
["A24510WM0_3740_0001","24510","BALTIMORE CITY","Patapsco/Back","Western Shore of Chesapeake Bay","Forest",710.3735428,436.47185889999997,399.11433410000001,193.78400619999999,156.86126239999999,85.511888499999998,447.45175929999999,395.81743740000002,393.61950630000001]
["A24510WM0_3740_0001","24510","BALTIMORE CITY","Patapsco/Back","Western Shore of Chesapeake Bay","Non-Tidal Atm",976.95568849999995,464.28201289999998,464.28201289999998,464.28201289999998,464.28201289999998,464.28201289999998,464.28201289999998,464.28197110000002,464.28194330000002]
["A24510WM0_3740_0001","24510","BALTIMORE CITY","Patapsco/Back","Western Shore of Chesapeake Bay","Septic",0,0,0,0,0,0,0,0,0]
["A24510WM0_3740_0001","24510","BALTIMORE CITY","Patapsco/Back","Western Shore of Chesapeake Bay","Stormwater",100188.692,78512.050229999993,76480.006169999993,76253.025389999995,74963.964110000001,75294.647710000005,73228.300780000005,65277.123540000001,57808.53512]
["A24510WM0_3740_0001","24510","BALTIMORE CITY","Patapsco/Back","Western Shore of Chesapeake Bay","Wastewater",0,0,4.5570859910000001,5.3180551530000004,5.3180551530000004,5.3180551530000004,5.3186798099999999,5.0114220840000003,5.3143128129999999]
["A24510WM0_3741_0000","24510","BALTIMORE CITY","Patapsco/Back","Western Shore of Chesapeake Bay","Agriculture",0,0,0,0,0,0,0,0,0]
["A24510WM0_3741_0000","24510","BALTIMORE CITY","Patapsco/Back","Western Shore of Chesapeake Bay","Forest",42.43150163,14.37171084,14.342935710000001,15.808900360000001,15.808900360000001,15.542929109999999,20.652755620000001,14.39249891,14.425541040000001]
["A24510WM0_3741_0000","24510","BALTIMORE CITY","Patapsco/Back","Western Shore of Chesapeake Bay","Non-Tidal Atm",0,0,0,0,0,0,0,0,0]
["A24510WM0_3741_0000","24510","BALTIMORE CITY","Patapsco/Back","Western Shore of Chesapeake Bay","Septic",0,0,0,0,0,0,0,0,0]
["A24510WM0_3741_0000","24510","BALTIMORE CITY","Patapsco/Back","Western Shore of Chesapeake Bay","Stormwater",1833.466369,1563.0982670000001,1530.820892,1469.4972230000001,1445.648895,1450.6166989999999,1440.929382,1169.724035,928.99279639999997]
["A24510WM0_3741_0000","24510","BALTIMORE CITY","Patapsco/Back","Western Shore of Chesapeake Bay","Wastewater",0,0,0,0,0,0,0,0]
["A24510WM0_3742_0000","24510","BALTIMORE CITY","Patapsco/Back","Western Shore of Chesapeake Bay","Agriculture",0,0,0,0,0,0,0,0,0]
["A24510WM0_3742_0000","24510","BALTIMORE CITY","Patapsco/Back","Western Shore of Chesapeake Bay","Forest",0,0,0,0,0,0,0,0,0]
["A24510WM0_3742_0000","24510","BALTIMORE CITY","Patapsco/Back","Western Shore of Chesapeake Bay","Non-Tidal Atm",0,0,0,0,0,0,0,0,0]
["A24510WM0_3742_0000","24510","BALTIMORE CITY","Patapsco/Back","Western Shore of Chesapeake Bay","Septic",0,0,0,0,0,0,0,0,0]
["A24510WM0_3742_0000","24510","BALTIMORE CITY","Patapsco/Back","Western Shore of Chesapeake Bay","Stormwater",0,0,0,0,0,0,0,0,0]
["A24510WM0_3742_0000","24510","BALTIMORE CITY","Patapsco/Back","Western Shore of Chesapeake Bay","Wastewater",2613435,1922870,1158425,1277901,1390500,1504427,1476687,1220035.088,1261108.48]
["A24510WM0_3960_0000","24510","BALTIMORE CITY","Patapsco/Back","Western Shore of Chesapeake Bay","Agriculture",0,0,0,0,0,0,0,0,0]
["A24510WM0_3960_0000","24510","BALTIMORE CITY","Patapsco/Back","Western Shore of Chesapeake Bay","Forest",0,0,0.62176412299999995,1.028795004,0.97392570999999994,2.523976088,59.16167617,0.62176412700000006,0.62176412999999997]
["A24510WM0_3960_0000","24510","BALTIMORE CITY","Patapsco/Back","Western Shore of Chesapeake Bay","Non-Tidal Atm",936.17608640000003,444.90231319999998,444.90231319999998,444.90231319999998,444.90231319999998,444.90231319999998,444.90231319999998,444.90231610000001,444.90231799999998]
["A24510WM0_3960_0000","24510","BALTIMORE CITY","Patapsco/Back","Western Shore of Chesapeake Bay","Septic",0,0,0,0,0,0,0,0,0]
["A24510WM0_3960_0000","24510","BALTIMORE CITY","Patapsco/Back","Western Shore of Chesapeake Bay","Stormwater",121053.7545,94792.533079999994,86965.763179999994,87570.479000000007,86200.659180000002,90003.066409999999,87684.380860000005,70409.699819999994,59372.324240000002]
["A24510WM0_3960_0000","24510","BALTIMORE CITY","Patapsco/Back","Western Shore of Chesapeake Bay","Wastewater",21318.19485,21058.490229999999,17905.199219999999,17909.800780000001,17909.800780000001,17909.800780000001,325.33840939999999,12937.97415,9626.4907629999998]
["A24510WM0_3961_0000","24510","BALTIMORE CITY","Patapsco/Back","Western Shore of Chesapeake Bay","Agriculture",0,0,0,0,0,0,0,0,0]
["A24510WM0_3961_0000","24510","BALTIMORE CITY","Patapsco/Back","Western Shore of Chesapeake Bay","Forest",291.49429129999999,202.65653320000001,171.50790219999999,237.2504883,237.21139529999999,231.8993845,251.5635824,173.1681504,174.27498259999999]
["A24510WM0_3961_0000","24510","BALTIMORE CITY","Patapsco/Back","Western Shore of Chesapeake Bay","Non-Tidal Atm",511.10488889999999,242.89419559999999,242.89419559999999,242.89419559999999,242.89419559999999,242.89419559999999,242.89419559999999,242.8941963,242.89419670000001]
["A24510WM0_3961_0000","24510","BALTIMORE CITY","Patapsco/Back","Western Shore of Chesapeake Bay","Septic",224.8643951,83.521049500000004,84.948760989999997,85.662620540000006,79.523460389999997,73.455703740000004,0,61.032688399999998,45.088639999999998]
["A24510WM0_3961_0000","24510","BALTIMORE CITY","Patapsco/Back","Western Shore of Chesapeake Bay","Stormwater",20913.708569999999,18745.656360000001,15493.05949,14929.58056,14562.69384,17215.211660000001,17228.007570000002,12120.022430000001,9871.331064]
["A24510WM0_3961_0000","24510","BALTIMORE CITY","Patapsco/Back","Western Shore of Chesapeake Bay","Wastewater",4104749,1373040.8130000001,1696878.6880000001,1657799,1503248.094,1276703.297,1400574.797,1171855.112,821839.39419999998]
["A24510WM0_3962_0000","24510","BALTIMORE CITY","Patapsco/Back","Western Shore of Chesapeake Bay","Agriculture",0,0,0,0,0,0,0,0,0]
["A24510WM0_3962_0000","24510","BALTIMORE CITY","Patapsco/Back","Western Shore of Chesapeake Bay","Forest",141.76180740000001,124.0502157,123.5791025,136.08848,136.08848,132.87552310000001,114.5248275,124.0071389,124.2924964]
["A24510WM0_3962_0000","24510","BALTIMORE CITY","Patapsco/Back","Western Shore of Chesapeake Bay","Non-Tidal Atm",333.9862061,158.721405,158.721405,158.721405,158.721405,158.721405,158.721405,158.72140210000001,158.72140020000001]
["A24510WM0_3962_0000","24510","BALTIMORE CITY","Patapsco/Back","Western Shore of Chesapeake Bay","Septic",0,0,0,0,0,0,0,0,0]
["A24510WM0_3962_0000","24510","BALTIMORE CITY","Patapsco/Back","Western Shore of Chesapeake Bay","Stormwater",5793.5157319999998,4325.1099850000001,4218.5360499999997,4100.0626060000004,4014.3631089999999,4026.9921039999999,4144.5670559999999,3282.624863,2658.684072]
["A24510WM0_3962_0000","24510","BALTIMORE CITY","Patapsco/Back","Western Shore of Chesapeake Bay","Wastewater",5158.6499020000001,5158.6499020000001,5158.6499020000001,5158.6499020000001,5158.6499020000001,5158.6499020000001,12654.54004,3913.3364999999999,3083.1275649999998]
["A24510WM0_3964_0000","24510","BALTIMORE CITY","Patapsco/Back","Western Shore of Chesapeake Bay","Agriculture",0,0,0,0,0,0,0,0,0]
["A24510WM0_3964_0000","24510","BALTIMORE CITY","Patapsco/Back","Western Shore of Chesapeake Bay","Forest",0,0,0.115549102,0.19400130199999999,0.19400130199999999,0.68782281899999997,0.59376162300000002,0.115549102,0.115549102]
["A24510WM0_3964_0000","24510","BALTIMORE CITY","Patapsco/Back","Western Shore of Chesapeake Bay","Non-Tidal Atm",30.354099269999999,14.425290110000001,14.425290110000001,14.425290110000001,14.425290110000001,14.425290110000001,14.425290110000001,14.425290159999999,14.425290199999999]
["A24510WM0_3964_0000","24510","BALTIMORE CITY","Patapsco/Back","Western Shore of Chesapeake Bay","Septic",0,0,0,0,0,0,0,0,0]
["A24510WM0_3964_0000","24510","BALTIMORE CITY","Patapsco/Back","Western Shore of Chesapeake Bay","Stormwater",20301.666379999999,14819.54321,14381.16748,14161.028689999999,13800.19263,13818.618409999999,13878.104729999999,11366.157149999999,9356.1502560000008]
["A24510WM0_3964_0000","24510","BALTIMORE CITY","Patapsco/Back","Western Shore of Chesapeake Bay","Wastewater",0,279256.8125,496025.5,504371.59379999997,487840.40629999997,606145.625,412687.6875,198410.2]
["A24510WM1_3910_0001","24510","BALTIMORE CITY","Patapsco/Back","Western Shore of Chesapeake Bay","Agriculture",0,0,0,0,0,0,0,0,0]
["A24510WM1_3910_0001","24510","BALTIMORE CITY","Patapsco/Back","Western Shore of Chesapeake Bay","Forest",4012.0417480000001,2892.1297989999998,2762.6881939999998,2874.268509,2850.471207,2689.2346349999998,705.02957149999997,2777.1357480000001,2786.7674499999998]
["A24510WM1_3910_0001","24510","BALTIMORE CITY","Patapsco/Back","Western Shore of Chesapeake Bay","Non-Tidal Atm",565.13641359999997,268.57180790000001,268.57180790000001,268.57180790000001,268.57180790000001,268.57180790000001,268.57180790000001,268.57180770000002,268.5718076]
["A24510WM1_3910_0001","24510","BALTIMORE CITY","Patapsco/Back","Western Shore of Chesapeake Bay","Septic",0,0,0,0,0,0,0,0,0]
["A24510WM1_3910_0001","24510","BALTIMORE CITY","Patapsco/Back","Western Shore of Chesapeake Bay","Stormwater",230276.2691,177653.63200000001,173097.04089999999,170379.092,167184.9632,167497.86989999999,176052.7813,144067.07399999999,124713.76270000001]
["A24510WM1_3910_0001","24510","BALTIMORE CITY","Patapsco/Back","Western Shore of Chesapeake Bay","Wastewater",4012.7677010000002,5533.4011229999996,5533.4011229999996,1741.8000489999999,1741.8000489999999,1741.8000489999999,1599.104004,2559.0830169999999,576.20427910000001]
["A24510WM3_4060_0001","24510","BALTIMORE CITY","Patapsco/Back","Western Shore of Chesapeake Bay","Agriculture",0,0,0,0,0,0,0,0,0]
["A24510WM3_4060_0001","24510","BALTIMORE CITY","Patapsco/Back","Western Shore of Chesapeake Bay","Forest",57.90777731,51.698907740000003,48.980974320000001,52.552718400000003,52.533641099999997,51.754183769999997,14.055948069999999,49.264802230000001,49.454020839999998]
["A24510WM3_4060_0001","24510","BALTIMORE CITY","Patapsco/Back","Western Shore of Chesapeake Bay","Non-Tidal Atm",563.15118410000002,267.62829590000001,267.62829590000001,267.62829590000001,267.62829590000001,267.62829590000001,267.62829590000001,267.62832550000002,267.62834529999998]
["A24510WM3_4060_0001","24510","BALTIMORE CITY","Patapsco/Back","Western Shore of Chesapeake Bay","Septic",0,0,0,0,0,0,0,0,0]
["A24510WM3_4060_0001","24510","BALTIMORE CITY","Patapsco/Back","Western Shore of Chesapeake Bay","Stormwater",9646.5803840000008,8216.571226,7240.51001,7037.8499970000003,6895.057401,7652.8950189999996,7871.4169920000004,5937.5221039999997,5068.8635009999998]
["A24510WM3_4060_0001","24510","BALTIMORE CITY","Patapsco/Back","Western Shore of Chesapeake Bay","Wastewater",0,0,0,0,0,0,0,0]
["B24001PU1_3580_3780","24001","ALLEGANY","Upper Potomac","Potomac River Basin","Agriculture",1431.3913,547.79741960000001,475.94350530000003,489.42309690000002,470.29731420000002,425.29305049999999,360.27592329999999,484.18410089999998,489.67783129999998]
["B24001PU1_3580_3780","24001","ALLEGANY","Upper Potomac","Potomac River Basin","Forest",1954.8878480000001,1694.2275010000001,1684.5316170000001,1685.4637909999999,1689.5274429999999,1686.307847,1753.6011739999999,1703.9362470000001,1716.8726670000001]
["B24001PU1_3580_3780","24001","ALLEGANY","Upper Potomac","Potomac River Basin","Non-Tidal Atm",0,0,0,0,0,0,0,0,0]
["B24001PU1_3580_3780","24001","ALLEGANY","Upper Potomac","Potomac River Basin","Septic",95.512992859999997,92.371109009999998,92.960479739999997,92.960838319999993,92.961036680000007,92.960861210000004,48.48577118,81.36359693,73.632341719999999]
["B24001PU1_3580_3780","24001","ALLEGANY","Upper Potomac","Potomac River Basin","Stormwater",1026.255222,925.97290989999999,926.24220839999998,909.70930859999999,901.75915150000003,930.0829162,689.27328490000002,848.44866830000001,796.58630830000004]
["B24001PU1_3580_3780","24001","ALLEGANY","Upper Potomac","Potomac River Basin","Wastewater",126.6780014,412.14730070000002,412.14730070000002,387.38961030000002,394.85020450000002,394.85020450000002,345.33229069999999,339.08476080000003,290.37640090000002]
["B24001PU1_3850_4190","24001","ALLEGANY","Upper Potomac","Potomac River Basin","Agriculture",14.47837824,5.654642645,4.6671724609999998,4.804184201,4.634763746,4.2258888419999998,3.6282389830000001,4.7822340969999999,4.8589418550000003]
["B24001PU1_3850_4190","24001","ALLEGANY","Upper Potomac","Potomac River Basin","Forest",31.349886420000001,27.13117635,26.99865067,27.028397559999998,27.056958080000001,27.042175889999999,27.39226794,27.310256639999999,27.517993950000001]
["B24001PU1_3850_4190","24001","ALLEGANY","Upper Potomac","Potomac River Basin","Non-Tidal Atm",0.36937031100000001,0.17230199299999999,0.17230199299999999,0.17230199299999999,0.17230199299999999,0.17230199299999999,0.17230199299999999,0.17230200800000001,0.172302018]
["B24001PU1_3850_4190","24001","ALLEGANY","Upper Potomac","Potomac River Basin","Septic",0,0.51229667700000003,0.51208192100000005,0.51208192100000005,0.50888127100000002,0.50248229499999997,0.736187696,0.44819933099999998,0.405610937]
["B24001PU1_3850_4190","24001","ALLEGANY","Upper Potomac","Potomac River Basin","Stormwater",5.6475932819999999,4.9418670540000003,4.9158225059999996,4.8300898820000002,4.883979074,4.8954455250000004,3.8810447460000002,4.4846146879999997,4.1971428099999999]
["B24001PU1_3850_4190","24001","ALLEGANY","Upper Potomac","Potomac River Basin","Wastewater",0,7.7172751430000002,7.696858883,6.9059247969999999,6.9059247969999999,6.9059247969999999,5.3249478339999996,5.3589899450000003,3.8004106530000001]
["B24001PU1_3940_3970","24001","ALLEGANY","Upper Potomac","Potomac River Basin","Agriculture",8010.9147949999997,3128.2154449999998,2583.4207630000001,2657.323371,2567.079412,2334.1069539999999,1992.6386930000001,2645.7657049999998,2687.3290000000002]
["B24001PU1_3940_3970","24001","ALLEGANY","Upper Potomac","Potomac River Basin","Forest",15883.2799,13803.51966,13730.61651,13760.169680000001,13785.498229999999,13766.20837,14020.796630000001,13889.66869,13995.70348]
["B24001PU1_3940_3970","24001","ALLEGANY","Upper Potomac","Potomac River Basin","Non-Tidal Atm",30.114479060000001,14.04765987,14.04765987,14.04765987,14.04765987,14.04765987,14.04765987,14.047658220000001,14.04765712]
["B24001PU1_3940_3970","24001","ALLEGANY","Upper Potomac","Potomac River Basin","Septic",286.71011349999998,234.45930480000001,230.34330750000001,228.33419799999999,227.3296967,225.991806,309.5578003,200.6531411,180.85969689999999]
["B24001PU1_3940_3970","24001","ALLEGANY","Upper Potomac","Potomac River Basin","Stormwater",20761.875629999999,15598.6852,15502.38802,15287.92527,15294.43147,15364.72978,14536.95665,14350.814109999999,13583.098180000001]
["B24001PU1_3940_3970","24001","ALLEGANY","Upper Potomac","Potomac River Basin","Wastewater",3846.649954,7394.261109,5258.9090580000002,5901.8040780000001,4482.0960690000002,4218.5338750000001,2604.8245849999998,4320.9399229999999,3695.6271670000001]
["B24001PU2_3140_3680","24001","ALLEGANY","Upper Potomac","Potomac River Basin","Agriculture",810.43857060000005,316.46829339999999,266.36415959999999,272.90176179999997,262.50860560000001,239.5106955,205.66112899999999,271.18609520000001,274.40071890000002]
["B24001PU2_3140_3680","24001","ALLEGANY","Upper Potomac","Potomac River Basin","Forest",1701.6539760000001,1477.522232,1470.332688,1472.8144609999999,1475.2201010000001,1474.1141279999999,1492.8823400000001,1487.3394269999999,1498.6772530000001]
["B24001PU2_3140_3680","24001","ALLEGANY","Upper Potomac","Potomac River Basin","Non-Tidal Atm",36.326641080000002,16.94548035,16.94548035,16.94548035,16.94548035,16.94548035,16.94548035,16.945479240000001,16.9454785]
["B24001PU2_3140_3680","24001","ALLEGANY","Upper Potomac","Potomac River Basin","Septic",56.852638239999997,49.69900131,48.549110409999997,47.796291349999997,47.419910430000002,47.043891909999999,75.427482600000005,42.134851169999997,37.858678349999998]
["B24001PU2_3140_3680","24001","ALLEGANY","Upper Potomac","Potomac River Basin","Stormwater",899.46754840000006,743.11168069999997,738.56129569999996,714.87411499999996,713.79887389999999,716.89347840000005,684.89296349999995,666.83601339999996,619.01915859999997]
["B24001PU2_3140_3680","24001","ALLEGANY","Upper Potomac","Potomac River Basin","Wastewater",0,0,0,0,0,0,0,0]
["B24001PU3_3680_3890","24001","ALLEGANY","Upper Potomac","Potomac River Basin","Agriculture",20402.51958,7967.0415499999999,6579.5399180000004,6767.6528280000002,6530.2131120000004,5955.7618730000004,5041.3303729999998,6738.3008559999998,6844.141482]
["B24001PU3_3680_3890","24001","ALLEGANY","Upper Potomac","Potomac River Basin","Forest",34641.719239999999,30144.429929999998,29995.220580000001,30030.49768,30076.307990000001,30051.615109999999,31106.7212,30341.517159999999,30572.381549999998]
["B24001PU3_3680_3890","24001","ALLEGANY","Upper Potomac","Potomac River Basin","Non-Tidal Atm",79.367233279999994,37.022838589999999,37.022838589999999,37.022838589999999,37.022838589999999,37.022838589999999,37.022838589999999,37.022839210000001,37.022839619999999]
["B24001PU3_3680_3890","24001","ALLEGANY","Upper Potomac","Potomac River Basin","Septic",1104.9470209999999,1038.6020510000001,1030.2719729999999,1026.3260499999999,1023.958984,1021.59198,1660.6789550000001,899.86880259999998,812.93335569999999]
["B24001PU3_3680_3890","24001","ALLEGANY","Upper Potomac","Potomac River Basin","Stormwater",25453.465510000002,20234.259760000001,20083.207900000001,19764.217540000001,19775.84001,19918.879529999998,16248.417810000001,18450.484960000002,17362.002990000001]
["B24001PU3_3680_3890","24001","ALLEGANY","Upper Potomac","Potomac River Basin","Wastewater",14768.028749999999,14768.72889,14768.759910000001,14768.759910000001,14566.58999,14566.58999,14554.89083,16153.183660000001,17076.132829999999]
["B24001PU4_3890_3990","24001","ALLEGANY","Upper Potomac","Potomac River Basin","Agriculture",22.54262336,8.5852829610000008,7.4424999649999997,7.6503302599999996,7.416745981,6.6918133219999998,5.8361356229999997,7.5843200140000002,7.6788667139999998]
["B24001PU4_3890_3990","24001","ALLEGANY","Upper Potomac","Potomac River Basin","Forest",154.61953349999999,131.90269280000001,131.1421704,131.29166029999999,131.4193702,131.24262659999999,139.40498779999999,132.65560959999999,133.66456909999999]
["B24001PU4_3890_3990","24001","ALLEGANY","Upper Potomac","Potomac River Basin","Non-Tidal Atm",0,0,0,0,0,0,0,0,0]
["B24001PU4_3890_3990","24001","ALLEGANY","Upper Potomac","Potomac River Basin","Septic",33.177661899999997,24.883239750000001,24.576700209999998,24.428630829999999,24.20656967,23.984590529999998,23.690629959999999,21.44037801,19.349496550000001]
["B24001PU4_3890_3990","24001","ALLEGANY","Upper Potomac","Potomac River Basin","Stormwater",53.462855820000001,39.739029410000001,39.149228090000001,38.908801560000001,38.86978388,38.786150939999999,8.5984079829999995,35.999499419999999,33.899680310000001]
["B24001PU4_3890_3990","24001","ALLEGANY","Upper Potomac","Potomac River Basin","Wastewater",266.9325867,266.9325867,266.9325867,266.9325867,444.7803955,444.7803955,444.7803955,283.36136879999998,294.3138902]
["B24001PU4_3970_3890","24001","ALLEGANY","Upper Potomac","Potomac River Basin","Agriculture",22349.587049999998,8727.3124019999996,7345.2736830000003,7525.9255709999998,7252.9548679999998,6604.9185550000002,5671.5409479999998,7478.5773950000003,7567.4465360000004]
["B24001PU4_3970_3890","24001","ALLEGANY","Upper Potomac","Potomac River Basin","Forest",35922.17798,31373.18103,31228.971799999999,31271.979500000001,31344.922610000001,31294.24842,31818.84131,31589.746429999999,31830.262849999999]
["B24001PU4_3970_3890","24001","ALLEGANY","Upper Potomac","Potomac River Basin","Non-Tidal Atm",1771.5970460000001,826.40582280000001,826.40582280000001,826.40582280000001,826.40582280000001,826.40582280000001,826.40582280000001,826.40580299999999,826.40578979999998]
["B24001PU4_3970_3890","24001","ALLEGANY","Upper Potomac","Potomac River Basin","Septic",1058.079956,982.78588869999999,968.11328130000004,960.01837160000002,954.47851560000004,949.73522949999995,1226.4169919999999,843.95191550000004,761.17767160000005]
["B24001PU4_3970_3890","24001","ALLEGANY","Upper Potomac","Potomac River Basin","Stormwater",21459.08281,17555.467120000001,17449.285349999998,17048.15278,17035.447820000001,17268.841919999999,15708.338890000001,15864.79335,14808.46535]
["B24001PU4_3970_3890","24001","ALLEGANY","Upper Potomac","Potomac River Basin","Wastewater",52567.961669999997,29786.377680000001,22770.799559999999,25159.424559999999,19635.454229999999,20625.82922,25762.155640000001,24196.858130000001,25147.563839999999]
["B24001PU4_4440_3970","24001","ALLEGANY","Upper Potomac","Potomac River Basin","Agriculture",51.955257410000002,20.304692719999998,16.795431820000001,17.236707970000001,16.59792508,15.167158649999999,13.031292649999999,17.157369710000001,17.398661629999999]
["B24001PU4_4440_3970","24001","ALLEGANY","Upper Potomac","Potomac River Basin","Forest",241.39932640000001,198.41626650000001,196.3979234,196.2492666,196.0734482,195.4446221,217.0485439,198.6536284,200.15743169999999]
["B24001PU4_4440_3970","24001","ALLEGANY","Upper Potomac","Potomac River Basin","Non-Tidal Atm",26.618480680000001,12.416859629999999,12.416859629999999,12.416859629999999,12.416859629999999,12.416859629999999,12.416859629999999,12.4168591,12.41685874]
["B24001PU4_4440_3970","24001","ALLEGANY","Upper Potomac","Potomac River Basin","Septic",4.1268630030000004,4.0290141110000004,4.0273241999999998,4.0273241999999998,4.0273241999999998,4.0273408890000004,4.0277070999999998,3.5249129030000002,3.1899720380000001]
["B24001PU4_4440_3970","24001","ALLEGANY","Upper Potomac","Potomac River Basin","Stormwater",279.9319916,268.21682650000002,267.8527431,260.72019390000003,261.21647639999998,266.69515990000002,181.82375719999999,244.302167,228.60178300000001]
["B24001PU4_4440_3970","24001","ALLEGANY","Upper Potomac","Potomac River Basin","Wastewater",4180.8399049999998,1674.9080200000001,1423.193055,1380.37201,1174.349091,1349.703156,1168.648895,2055.9227799999999,2477.7425969999999]
["B24021PM1_3510_4000","24021","FREDERICK","Upper Potomac","Potomac River Basin","Agriculture",122905.75840000001,87825.804680000001,81942.827680000002,79404.722080000007,75752.054310000007,76782.286949999994,70626.825140000001,77377.852559999999,74334.535810000001]
["B24021PM1_3510_4000","24021","FREDERICK","Upper Potomac","Potomac River Basin","Forest",31168.098389999999,28107.662349999999,27774.241819999999,27961.620729999999,28101.992190000001,28205.524539999999,28509.654419999999,28130.086449999999,28367.316210000001]
["B24021PM1_3510_4000","24021","FREDERICK","Upper Potomac","Potomac River Basin","Non-Tidal Atm",158.3636017,87.147300720000004,87.147300720000004,87.147300720000004,87.147300720000004,87.147300720000004,87.147300720000004,87.147302589999995,87.147303840000006]
["B24021PM1_3510_4000","24021","FREDERICK","Upper Potomac","Potomac River Basin","Septic",3249.8330080000001,4294.0068359999996,4356.2211909999996,4388.7338870000003,4423.3579099999997,4458.6611329999996,4681.4482420000004,3828.7021530000002,3477.022794]
["B24021PM1_3510_4000","24021","FREDERICK","Upper Potomac","Potomac River Basin","Stormwater",18050.554929999998,19154.147099999998,18971.024229999999,18791.934389999999,18861.276000000002,19082.187620000001,17104.845840000002,18171.984209999999,17639.290860000001]
["B24021PM1_3510_4000","24021","FREDERICK","Upper Potomac","Potomac River Basin","Wastewater",2355.7390140000002,5244.4908240000004,3700.6880900000001,3365.8218790000001,2046.462992,1817.228983,2091.6074880000001,2355.995187,1459.5332519999999]
["B24021PM1_4000_4290","24021","FREDERICK","Upper Potomac","Potomac River Basin","Agriculture",396424.85029999999,281205.82890000002,256796.0999,247562.4002,237613.57750000001,241671.69810000001,221933.07829999999,241244.37349999999,230876.55600000001]
["B24021PM1_4000_4290","24021","FREDERICK","Upper Potomac","Potomac River Basin","Forest",25925.240229999999,25343.103149999999,25730.939450000002,26164.411749999999,26631.947390000001,26976.045170000001,26234.60181,26065.353169999998,26288.29565]
["B24021PM1_4000_4290","24021","FREDERICK","Upper Potomac","Potomac River Basin","Non-Tidal Atm",453.23638920000002,249.4154968,249.4154968,249.4154968,249.4154968,249.4154968,249.4154968,249.4154977,249.4154983]
["B24021PM1_4000_4290","24021","FREDERICK","Upper Potomac","Potomac River Basin","Septic",7635.7539059999999,9189.8867190000001,9228.2353519999997,9251.1054690000001,9284.4335940000001,9320.3935550000006,8802.9960940000001,8088.8823359999997,7329.313658]
["B24021PM1_4000_4290","24021","FREDERICK","Upper Potomac","Potomac River Basin","Stormwater",59467.047120000003,62732.876459999999,61883.023439999997,60891.001949999998,60972.433109999998,61427.10828,61697.375489999999,58974.386680000003,57035.295510000004]
["B24021PM1_4000_4290","24021","FREDERICK","Upper Potomac","Potomac River Basin","Wastewater",4834.7709960000002,7246.4771909999999,6599.5890069999996,4915.9840839999997,6215.0983420000002,7108.6491230000001,6139.1259179999997,11935.476500000001,15492.73482]
["B24021PM3_3040_3340","24021","FREDERICK","Upper Potomac","Potomac River Basin","Agriculture",26640.975829999999,19037.087169999999,17761.856080000001,17211.876990000001,16455.204590000001,16691.14602,15353.67224,16772.437679999999,16112.825409999999]
["B24021PM3_3040_3340","24021","FREDERICK","Upper Potomac","Potomac River Basin","Forest",18300.5039,16470.152709999998,16204.27893,16289.013730000001,16326.682000000001,16357.81256,16319.814270000001,16411.64256,16549.884969999999]
["B24021PM3_3040_3340","24021","FREDERICK","Upper Potomac","Potomac River Basin","Non-Tidal Atm",101.7033005,55.96720886,55.96720886,55.96720886,55.96720886,55.96720886,55.96720886,55.967208120000002,55.967207629999997]
["B24021PM3_3040_3340","24021","FREDERICK","Upper Potomac","Potomac River Basin","Septic",1284.709961,1306.215942,1322.364014,1331.4320070000001,1332.5699460000001,1331.593018,1437.8819579999999,1161.8508280000001,1054.8420369999999]
["B24021PM3_3040_3340","24021","FREDERICK","Upper Potomac","Potomac River Basin","Stormwater",5369.6839449999998,4473.9870410000003,4372.1609079999998,4295.5830050000004,4372.8518819999999,4282.0584159999999,3973.1000979999999,4152.750121,4006.476263]
["B24021PM3_3040_3340","24021","FREDERICK","Upper Potomac","Potomac River Basin","Wastewater",286.30310059999999,172.9562378,254.1317444,286.45335390000002,362.78434750000002,335.81883240000002,343.73484919999999,600.53301839999995,831.46720100000005]
["B24021PM4_3340_3341","24021","FREDERICK","Upper Potomac","Potomac River Basin","Agriculture",91641.043340000004,65484.720220000003,61098.165939999999,59205.763010000002,56555.430990000001,57251.839549999997,52671.619729999999,57694.501199999999,55425.391380000001]
["B24021PM4_3340_3341","24021","FREDERICK","Upper Potomac","Potomac River Basin","Forest",116268.6817,101906.9849,99953.226079999993,100316.35550000001,100422.00440000001,100455.3472,100728.022,101226.3976,102075.1786]
["B24021PM4_3340_3341","24021","FREDERICK","Upper Potomac","Potomac River Basin","Non-Tidal Atm",733.80688480000003,403.81320190000002,403.81320190000002,403.81320190000002,403.81320190000002,403.81320190000002,403.81320190000002,403.8131889,403.81318019999998]
["B24021PM4_3340_3341","24021","FREDERICK","Upper Potomac","Potomac River Basin","Septic",7194.3398440000001,9114.9726559999999,9164.8193360000005,9191.8017579999996,9265.7568360000005,9339.6464840000008,9785.1269530000009,8035.3235109999996,7282.3262940000004]
["B24021PM4_3340_3341","24021","FREDERICK","Upper Potomac","Potomac River Basin","Stormwater",32198.021359999999,31676.05701,30976.863949999999,30722.98645,31020.233029999999,31143.27405,28651.649420000002,29706.769639999999,28860.040089999999]
["B24021PM4_3340_3341","24021","FREDERICK","Upper Potomac","Potomac River Basin","Wastewater",262.09329220000001,211.10778809999999,331.97669980000001,340.28659060000001,350.91259769999999,400.05441289999999,2539.3975220000002,3853.3803859999998,6200.9828429999998]
["B24021PM4_3341_4040","24021","FREDERICK","Upper Potomac","Potomac River Basin","Agriculture",30227.38348,21599.714240000001,20153.313010000002,19528.880529999999,18681.33771,18938.279259999999,17420.684700000002,18710.113689999998,17747.980810000001]
["B24021PM4_3341_4040","24021","FREDERICK","Upper Potomac","Potomac River Basin","Forest",9350.7860720000008,6193.1586610000004,6015.5467529999996,6014.7189630000003,5989.4993599999998,5983.0971989999998,6336.9552610000001,6084.0627409999997,6129.7400660000003]
["B24021PM4_3341_4040","24021","FREDERICK","Upper Potomac","Potomac River Basin","Non-Tidal Atm",2.2592980859999998,1.243288994,1.243288994,1.243288994,1.243288994,1.243288994,1.243288994,1.2432891290000001,1.243289219]
["B24021PM4_3341_4040","24021","FREDERICK","Upper Potomac","Potomac River Basin","Septic",3029.7639159999999,5999.0839839999999,6299.2412109999996,6451.3549800000001,6552.7709960000002,6656.5859380000002,5864.5390630000002,5498.0063069999997,4963.8497040000002]
["B24021PM4_3341_4040","24021","FREDERICK","Upper Potomac","Potomac River Basin","Stormwater",17401.79175,22358.249390000001,22125.535639999998,21693.165649999999,22162.776140000002,22058.884709999998,20278.24121,20757.385470000001,19845.285360000002]
["B24021PM4_3341_4040","24021","FREDERICK","Upper Potomac","Potomac River Basin","Wastewater",129.0173035,78.058456419999999,89.240249629999994,77.903083800000005,65.406608579999997,39.349750520000001,31.21323967,91.385811570000001,92.816186189999996]
["B24021PM4_4040_4410","24021","FREDERICK","Upper Potomac","Potomac River Basin","Agriculture",48002.88579,34301.684179999997,32004.231629999998,31012.697759999999,29622.662899999999,30074.8724,27664.710589999999,29181.893650000002,27300.334999999999]
["B24021PM4_4040_4410","24021","FREDERICK","Upper Potomac","Potomac River Basin","Forest",9287.5191649999997,6769.2396239999998,6619.5220339999996,6613.8574520000002,6622.707977,6609.62381,6511.3812559999997,6688.2187270000004,6734.0165230000002]
["B24021PM4_4040_4410","24021","FREDERICK","Upper Potomac","Potomac River Basin","Non-Tidal Atm",14.986100199999999,8.2468299869999999,8.2468299869999999,8.2468299869999999,8.2468299869999999,8.2468299869999999,8.2468299869999999,8.2468300780000003,8.2468301390000001]
["B24021PM4_4040_4410","24021","FREDERICK","Upper Potomac","Potomac River Basin","Septic",3421.406982,5726.1909180000002,5858.6098629999997,5927.9501950000003,6012.1459960000002,6096.3818359999996,5978.2841799999997,4995.4394899999998,4419.9925750000002]
["B24021PM4_4040_4410","24021","FREDERICK","Upper Potomac","Potomac River Basin","Stormwater",15772.75891,19874.998530000001,19780.726320000002,19573.199430000001,19839.447169999999,20003.570619999999,19707.47422,18387.948380000002,17459.429749999999]
["B24021PM4_4040_4410","24021","FREDERICK","Upper Potomac","Potomac River Basin","Wastewater",189.81739809999999,226.8970947,119.26940159999999,349.00949100000003,357.87948610000001,493.90560909999999,660.64691159999995,165.82566499999999,196.86317389999999]
["B24021PM7_4150_4290","24021","FREDERICK","Upper Potomac","Potomac River Basin","Agriculture",180066.6753,127731.1538,116643.8226,112522.3697,108002.0025,109847.9555,100892.0439,102310.5414,92755.020550000001]
["B24021PM7_4150_4290","24021","FREDERICK","Upper Potomac","Potomac River Basin","Forest",14525.578740000001,14557.25152,14794.748970000001,15092.38385,15302.17584,15568.456609999999,14609.96112,14941.01074,15038.51859]
["B24021PM7_4150_4290","24021","FREDERICK","Upper Potomac","Potomac River Basin","Non-Tidal Atm",10756.940430000001,5919.5297849999997,5919.5297849999997,5919.5297849999997,5919.5297849999997,5919.5297849999997,5919.5297849999997,5919.5302760000004,5919.5306039999996]
["B24021PM7_4150_4290","24021","FREDERICK","Upper Potomac","Potomac River Basin","Septic",4214.4721680000002,4900.1860349999997,4924.4711909999996,4936.9599609999996,4957.8271480000003,4976.375,4705.0498049999997,4090.4700630000002,3534.4693109999998]
["B24021PM7_4150_4290","24021","FREDERICK","Upper Potomac","Potomac River Basin","Stormwater",43533.819819999997,38885.338989999997,37897.863799999999,36821.565450000002,37053.495669999997,36643.455820000003,38577.440139999999,34119.65797,31600.854080000001]
["B24021PM7_4150_4290","24021","FREDERICK","Upper Potomac","Potomac River Basin","Wastewater",16586.660159999999,22350.539059999999,3403.1831050000001,2024.834961,3287.5458979999999,3446.0270999999998,3111.5039059999999,8791.6028200000001,12383.88263]
["B24021PM7_4200_4410","24021","FREDERICK","Upper Potomac","Potomac River Basin","Agriculture",57244.981200000002,40906.195449999999,38166.00909,36983.841939999998,35346.335189999998,35865.143680000001,32991.281410000003,33806.866719999998,30900.771809999998]
["B24021PM7_4200_4410","24021","FREDERICK","Upper Potomac","Potomac River Basin","Forest",17844.656859999999,15571.767330000001,15326.57782,15406.23755,15426.03613,15476.55048,14939.82092,15466.845600000001,15560.35745]
["B24021PM7_4200_4410","24021","FREDERICK","Upper Potomac","Potomac River Basin","Non-Tidal Atm",1779.1879879999999,979.08471680000002,979.08471680000002,979.08471680000002,979.08471680000002,979.08471680000002,979.08471680000002,979.08473749999996,979.08475129999999]
["B24021PM7_4200_4410","24021","FREDERICK","Upper Potomac","Potomac River Basin","Septic",2161.0200199999999,3164.514893,3271.955078,3325.25,3375.5900879999999,3428.8950199999999,3910.6899410000001,2721.8359049999999,2355.08979]
["B24021PM7_4200_4410","24021","FREDERICK","Upper Potomac","Potomac River Basin","Stormwater",12806.533939999999,13955.40906,13811.325720000001,13661.48587,14139.58966,13923.24957,14576.93469,12546.57647,11703.410309999999]
["B24021PM7_4200_4410","24021","FREDERICK","Upper Potomac","Potomac River Basin","Wastewater",0,0,0,0,0,0,0,2892.1351279999999,4820.2252129999997]
["B24021PM7_4290_4200","24021","FREDERICK","Upper Potomac","Potomac River Basin","Agriculture",26866.604729999999,19057.713230000001,17403.52548,16788.629629999999,16183.23568,16390.00474,15053.25397,15171.779070000001,13683.948130000001]
["B24021PM7_4290_4200","24021","FREDERICK","Upper Potomac","Potomac River Basin","Forest",6077.5180049999999,5489.1694340000004,5438.6193700000003,5482.2624519999999,5515.2531429999999,5534.6936029999997,5599.2252509999998,5489.1753799999997,5522.879387]
["B24021PM7_4290_4200","24021","FREDERICK","Upper Potomac","Potomac River Basin","Non-Tidal Atm",3183.9279790000001,1752.112061,1752.112061,1752.112061,1752.112061,1752.112061,1752.112061,1752.111748,1752.1115400000001]
["B24021PM7_4290_4200","24021","FREDERICK","Upper Potomac","Potomac River Basin","Septic",0,763.21148679999999,772.66241460000003,777.63549799999998,785.09698490000005,790.08721920000005,803.03222659999994,640.04097130000002,551.62667580000004]
["B24021PM7_4290_4200","24021","FREDERICK","Upper Potomac","Potomac River Basin","Stormwater",3176.1722140000002,3662.1429710000002,3610.078759,3543.3301390000001,3583.095703,3589.4542390000001,3242.9440840000002,3254.5728370000002,3017.5688890000001]
["B24021PM7_4290_4200","24021","FREDERICK","Upper Potomac","Potomac River Basin","Wastewater",0,0,0,0,0,0,0,0]
["F24001PU0_3871_3690","24001","ALLEGANY","Upper Potomac","Potomac River Basin","Agriculture",20.639493959999999,8.2896655310000007,6.997391264,7.1274699010000004,6.9959346040000003,6.2799905420000002,5.5193601809999997,7.125711227,7.2112578689999998]
["F24001PU0_3871_3690","24001","ALLEGANY","Upper Potomac","Potomac River Basin","Forest",56.857916840000001,49.682685370000002,49.414374590000001,49.489067069999997,49.567585229999999,49.504073859999998,49.007522109999996,50.018808219999997,50.421763970000001]
["F24001PU0_3871_3690","24001","ALLEGANY","Upper Potomac","Potomac River Basin","Non-Tidal Atm",5.1946969029999996,2.537857056,2.537857056,2.537857056,2.537857056,2.537857056,2.537857056,2.5378570370000002,2.537857024]
["F24001PU0_3871_3690","24001","ALLEGANY","Upper Potomac","Potomac River Basin","Septic",0,0,0,0,0,0,0,0,0]
["F24001PU0_3871_3690","24001","ALLEGANY","Upper Potomac","Potomac River Basin","Stormwater",10.268139809999999,7.650733024,7.5495565229999997,7.4770470859999998,7.4540067910000003,7.4565547710000004,9.7918615340000006,6.9286593109999997,6.5147278359999996]
["F24001PU0_3871_3690","24001","ALLEGANY","Upper Potomac","Potomac River Basin","Wastewater",0,0,0,0,0,0,0,0]
["F24001PU1_3100_3690","24001","ALLEGANY","Upper Potomac","Potomac River Basin","Agriculture",0,0,0,0,0,0,0,0,0]
["F24001PU1_3100_3690","24001","ALLEGANY","Upper Potomac","Potomac River Basin","Forest",186.77057840000001,160.49172970000001,159.4258471,159.5824781,159.7747402,159.46203800000001,159.93948789999999,161.37751499999999,162.67862700000001]
["F24001PU1_3100_3690","24001","ALLEGANY","Upper Potomac","Potomac River Basin","Non-Tidal Atm",3.4894559379999999,1.7047649620000001,1.7047649620000001,1.7047649620000001,1.7047649620000001,1.7047649620000001,1.7047649620000001,1.704764978,1.704764988]
["F24001PU1_3100_3690","24001","ALLEGANY","Upper Potomac","Potomac River Basin","Septic",0,0,0,0,0,0,0,0,0]
["F24001PU1_3100_3690","24001","ALLEGANY","Upper Potomac","Potomac River Basin","Stormwater",0.66481709499999997,0.47507891099999999,0.467493504,0.46723181000000003,0.465370595,0.46488869199999999,0,0.43134014599999998,0.40723790700000001]
["F24001PU1_3100_3690","24001","ALLEGANY","Upper Potomac","Potomac River Basin","Wastewater",0,0,0,0,0,0,0,0]
["F24001PU1_3580_3780","24001","ALLEGANY","Upper Potomac","Potomac River Basin","Agriculture",0,0,0,0,0,0,0,0,0]
["F24001PU1_3580_3780","24001","ALLEGANY","Upper Potomac","Potomac River Basin","Forest",2.7440152759999998,2.3580282179999998,2.342373915,2.3446740130000001,2.3470390139999999,2.3429089109999999,2.334840566,2.3710365339999999,2.3901449459999999]
["F24001PU1_3580_3780","24001","ALLEGANY","Upper Potomac","Potomac River Basin","Non-Tidal Atm",1.6025290489999999,0.78291201600000004,0.78291201600000004,0.78291201600000004,0.78291201600000004,0.78291201600000004,0.78291201600000004,0.782911986,0.78291196600000001]
["F24001PU1_3580_3780","24001","ALLEGANY","Upper Potomac","Potomac River Basin","Septic",0,0,0,0,0,0,0,0,0]
["F24001PU1_3580_3780","24001","ALLEGANY","Upper Potomac","Potomac River Basin","Stormwater",3.9169300800000002,3.306866646,3.2881005409999999,3.1778194910000002,3.1752664450000001,3.1871506570000001,3.2148706909999998,2.973627762,2.7639792430000001]
["F24001PU1_3580_3780","24001","ALLEGANY","Upper Potomac","Potomac River Basin","Wastewater",0,0,0,0,0,0,0,0]
["F24001PU2_3370_4020","24001","ALLEGANY","Upper Potomac","Potomac River Basin","Agriculture",46.405596610000003,18.73591429,15.868466,16.165219579999999,15.646401539999999,14.24520046,12.366978059999999,16.101733880000001,16.2572458]
["F24001PU2_3370_4020","24001","ALLEGANY","Upper Potomac","Potomac River Basin","Forest",86.945377350000001,76.59704017,76.210710289999994,76.344130280000002,76.483025789999999,76.438704490000006,76.685808899999998,77.142409650000005,77.763542560000005]
["F24001PU2_3370_4020","24001","ALLEGANY","Upper Potomac","Potomac River Basin","Non-Tidal Atm",12.01988029,5.8722829819999998,5.8722829819999998,5.8722829819999998,5.8722829819999998,5.8722829819999998,5.8722829819999998,5.8722833740000002,5.8722836359999997]
["F24001PU2_3370_4020","24001","ALLEGANY","Upper Potomac","Potomac River Basin","Septic",0,0,0,0,0,0,0,0,0]
["F24001PU2_3370_4020","24001","ALLEGANY","Upper Potomac","Potomac River Basin","Stormwater",0,0,0,0,0,0,0,0,0]
["F24001PU2_3370_4020","24001","ALLEGANY","Upper Potomac","Potomac River Basin","Wastewater",0,0,0,0,0,0,0,0]
["F24001PU3_3680_3890","24001","ALLEGANY","Upper Potomac","Potomac River Basin","Agriculture",0,0,0,0,0,0,0,0,0]
["F24001PU3_3680_3890","24001","ALLEGANY","Upper Potomac","Potomac River Basin","Forest",2.013699398,1.7311496660000001,1.7196719199999999,1.7213641399999999,1.722577333,1.720065556,1.7220773700000001,1.7411916869999999,1.755538198]
["F24001PU3_3680_3890","24001","ALLEGANY","Upper Potomac","Potomac River Basin","Non-Tidal Atm",0,0,0,0,0,0,0,0,0]
["F24001PU3_3680_3890","24001","ALLEGANY","Upper Potomac","Potomac River Basin","Septic",0,0,0,0,0,0,0,0,0]
["F24001PU3_3680_3890","24001","ALLEGANY","Upper Potomac","Potomac River Basin","Stormwater",0,0,0,0,0,0,0,0,0]
["F24001PU3_3680_3890","24001","ALLEGANY","Upper Potomac","Potomac River Basin","Wastewater",0,0,0,0,0,0,0,0]
["F24001PU4_3780_3930","24001","ALLEGANY","Upper Potomac","Potomac River Basin","Agriculture",282.62916330000002,114.11588930000001,96.621643019999993,98.455391469999995,95.618562409999996,86.745700639999995,75.173732639999997,98.139318639999999,99.151102390000005]
["F24001PU4_3780_3930","24001","ALLEGANY","Upper Potomac","Potomac River Basin","Forest",458.05810930000001,435.55565460000003,433.3895435,434.2148037,435.14607810000001,434.77825159999998,439.25859070000001,438.70320279999999,442.24564229999999]
["F24001PU4_3780_3930","24001","ALLEGANY","Upper Potomac","Potomac River Basin","Non-Tidal Atm",56.059860229999998,27.387920380000001,27.387920380000001,27.387920380000001,27.387920380000001,27.387920380000001,27.387920380000001,27.387919579999998,27.387919050000001]
["F24001PU4_3780_3930","24001","ALLEGANY","Upper Potomac","Potomac River Basin","Septic",0,0,0,0,0,0,0,0,0]
["F24001PU4_3780_3930","24001","ALLEGANY","Upper Potomac","Potomac River Basin","Stormwater",1262.043739,661.97238540000001,657.60928730000001,637.21049500000004,636.47428890000003,638.87159729999996,630.2888031,595.77208280000002,554.54727979999996]
["F24001PU4_3780_3930","24001","ALLEGANY","Upper Potomac","Potomac River Basin","Wastewater",0,0,0,0,0,0,0,0]
["F24001PU4_3890_3990","24001","ALLEGANY","Upper Potomac","Potomac River Basin","Agriculture",281.75139480000001,113.81342549999999,96.23226511,98.216903880000004,95.138028779999999,86.549212470000001,74.979235720000005,97.821738420000003,98.8813873]
["F24001PU4_3890_3990","24001","ALLEGANY","Upper Potomac","Potomac River Basin","Forest",1.4007519340000001,12.85886496,13.49215991,13.898978169999999,14.41827035,14.77745026,23.315223580000001,13.66925316,13.78731533]
["F24001PU4_3890_3990","24001","ALLEGANY","Upper Potomac","Potomac River Basin","Non-Tidal Atm",29.489130020000001,14.406840320000001,14.406840320000001,14.406840320000001,14.406840320000001,14.406840320000001,14.406840320000001,14.406840150000001,14.40684003]
["F24001PU4_3890_3990","24001","ALLEGANY","Upper Potomac","Potomac River Basin","Septic",0,0,0,0,0,0,0,0,0]
["F24001PU4_3890_3990","24001","ALLEGANY","Upper Potomac","Potomac River Basin","Stormwater",77.670000549999997,61.29874993,60.863626959999998,59.072019580000003,59.07814217,59.204549790000002,37.612550740000003,55.19496857,51.41586298]
["F24001PU4_3890_3990","24001","ALLEGANY","Upper Potomac","Potomac River Basin","Wastewater",0,0,0,0,71.752876279999995,71.752876279999995,71.752876279999995,0]
["F24001PU4_3970_3890","24001","ALLEGANY","Upper Potomac","Potomac River Basin","Agriculture",0,0,0,0,0,0,0,0,0]
["F24001PU4_3970_3890","24001","ALLEGANY","Upper Potomac","Potomac River Basin","Forest",9.5640057919999997,7.9970937959999997,7.9440104959999998,7.9518111940000002,7.9617211819999998,7.945824891,8.7147485610000004,8.0413128060000005,8.1061810120000004]
["F24001PU4_3970_3890","24001","ALLEGANY","Upper Potomac","Potomac River Basin","Non-Tidal Atm",0,0,0,0,0,0,0,0,0]
["F24001PU4_3970_3890","24001","ALLEGANY","Upper Potomac","Potomac River Basin","Septic",0,0,0,0,0,0,0,0,0]
["F24001PU4_3970_3890","24001","ALLEGANY","Upper Potomac","Potomac River Basin","Stormwater",19.966578479999999,16.788184650000002,16.657085890000001,16.203562260000002,16.184134480000001,16.231731419999999,14.02934885,15.12439318,14.10259804]
["F24001PU4_3970_3890","24001","ALLEGANY","Upper Potomac","Potomac River Basin","Wastewater",0,0,0,0,0,0,0,0]
["F24001PU4_3990_3780","24001","ALLEGANY","Upper Potomac","Potomac River Basin","Agriculture",21.971261500000001,8.8246305599999992,7.4493389429999999,7.5876018109999999,7.4424925530000001,6.6856169190000001,5.8760024040000003,7.5857937040000003,7.6767635439999999]
["F24001PU4_3990_3780","24001","ALLEGANY","Upper Potomac","Potomac River Basin","Forest",26.524106270000001,23.84368229,23.736434580000001,23.787599570000001,23.844561580000001,23.826959609999999,23.412302010000001,24.026680110000001,24.22017713]
["F24001PU4_3990_3780","24001","ALLEGANY","Upper Potomac","Potomac River Basin","Non-Tidal Atm",0,0,0,0,0,0,0,0,0]
["F24001PU4_3990_3780","24001","ALLEGANY","Upper Potomac","Potomac River Basin","Septic",0,0,0,0,0,0,0,0,0]
["F24001PU4_3990_3780","24001","ALLEGANY","Upper Potomac","Potomac River Basin","Stormwater",32.695080279999999,26.806545499999999,26.618670699999999,25.831956859999998,25.844975470000001,25.887269020000002,27.25383854,24.13527092,22.479671060000001]
["F24001PU4_3990_3780","24001","ALLEGANY","Upper Potomac","Potomac River Basin","Wastewater",0,0,0,0,61.712898250000002,61.712898250000002,61.712898250000002,0]
["F24001PU5_3930_4170","24001","ALLEGANY","Upper Potomac","Potomac River Basin","Agriculture",2326.6260349999998,939.26461700000004,794.70168490000003,810.86558119999995,787.41791209999997,714.77301650000004,609.58589080000002,807.79263019999996,816.51992710000002]
["F24001PU5_3930_4170","24001","ALLEGANY","Upper Potomac","Potomac River Basin","Forest",1854.0527950000001,1687.8335039999999,1682.611298,1687.527924,1693.8288729999999,1693.5772320000001,1625.3680649999999,1703.2931309999999,1717.081019]
["F24001PU5_3930_4170","24001","ALLEGANY","Upper Potomac","Potomac River Basin","Non-Tidal Atm",128.05749510000001,62.562198639999998,62.562198639999998,62.562198639999998,62.562198639999998,62.562198639999998,62.562198639999998,62.56220003,62.562200959999998]
["F24001PU5_3930_4170","24001","ALLEGANY","Upper Potomac","Potomac River Basin","Septic",0,0,0,0,0,0,0,0,0]
["F24001PU5_3930_4170","24001","ALLEGANY","Upper Potomac","Potomac River Basin","Stormwater",65.256385089999995,44.314297789999998,43.700014119999999,43.340186590000002,43.198452469999999,43.230077739999999,264.47760010000002,40.154400699999997,37.790658430000001]
["F24001PU5_3930_4170","24001","ALLEGANY","Upper Potomac","Potomac River Basin","Wastewater",184.16459660000001,99.93186188,196.26919559999999,129.1470947,193.35519410000001,265.7607117,271.07940669999999,78.507678240000004]
["F24001PU5_4170_4020","24001","ALLEGANY","Upper Potomac","Potomac River Basin","Agriculture",1728.2208889999999,697.74729290000005,590.26913260000003,602.30376690000003,583.90366219999999,530.84000579999997,459.80084369999997,600.04168159999995,606.55671429999995]
["F24001PU5_4170_4020","24001","ALLEGANY","Upper Potomac","Potomac River Basin","Forest",349.01894379999999,370.01645660000003,371.99481200000002,374.79616729999998,378.17557900000003,379.951212,382.93394469999998,376.62552299999999,379.71266370000001]
["F24001PU5_4170_4020","24001","ALLEGANY","Upper Potomac","Potomac River Basin","Non-Tidal Atm",255.25219730000001,124.7027969,124.7027969,124.7027969,124.7027969,124.7027969,124.7027969,124.7028143,124.70282589999999]
["F24001PU5_4170_4020","24001","ALLEGANY","Upper Potomac","Potomac River Basin","Septic",0,0,0,0,0,0,0,0,0]
["F24001PU5_4170_4020","24001","ALLEGANY","Upper Potomac","Potomac River Basin","Stormwater",0,0,0,0,0,0,2.4716283680000002,0,0]
["F24001PU5_4170_4020","24001","ALLEGANY","Upper Potomac","Potomac River Basin","Wastewater",0,0,0,0,0,0,0,0]
["F24001PU6_3870_3690","24001","ALLEGANY","Upper Potomac","Potomac River Basin","Agriculture",1480.9828660000001,597.92194180000001,505.85006429999999,516.13862800000004,251.98438999999999,225.59964529999999,212.6111655,514.21644400000002,519.79403049999996]
["F24001PU6_3870_3690","24001","ALLEGANY","Upper Potomac","Potomac River Basin","Forest",8185.7279049999997,7093.9804080000004,7050.6664430000001,7059.6811829999997,7099.5368049999997,7091.2269290000004,7062.6047360000002,7137.0250830000004,7194.5975109999999]
["F24001PU6_3870_3690","24001","ALLEGANY","Upper Potomac","Potomac River Basin","Non-Tidal Atm",977.1561279,477.38729860000001,477.38729860000001,477.38729860000001,477.38729860000001,477.38729860000001,477.38729860000001,477.3873231,477.3873395]
["F24001PU6_3870_3690","24001","ALLEGANY","Upper Potomac","Potomac River Basin","Septic",0,0,0,0,0,0,0,0,0]
["F24001PU6_3870_3690","24001","ALLEGANY","Upper Potomac","Potomac River Basin","Stormwater",162.22961910000001,121.137089,119.55189110000001,118.28542710000001,117.881958,118.0385876,250.53009800000001,109.6900809,103.11554080000001]
["F24001PU6_3870_3690","24001","ALLEGANY","Upper Potomac","Potomac River Basin","Wastewater",0,0,0,0,0,0,0,0]
["F24001PU6_4020_3870","24001","ALLEGANY","Upper Potomac","Potomac River Basin","Agriculture",360.6737766,145.5574719,123.1637192,125.693906,121.9583423,110.7599087,96.002306939999997,125.1955756,126.55014660000001]
["F24001PU6_4020_3870","24001","ALLEGANY","Upper Potomac","Potomac River Basin","Forest",827.85932160000004,726.03100589999997,722.13531490000003,723.35207749999995,724.86205670000004,723.92841339999995,724.17603680000002,730.98409570000001,736.88328300000001]
["F24001PU6_4020_3870","24001","ALLEGANY","Upper Potomac","Potomac River Basin","Non-Tidal Atm",167.39570620000001,81.780776979999999,81.780776979999999,81.780776979999999,81.780776979999999,81.780776979999999,81.780776979999999,81.78077304,81.780770419999996]
["F24001PU6_4020_3870","24001","ALLEGANY","Upper Potomac","Potomac River Basin","Septic",0,0,0,0,0,0,0,0,0]
["F24001PU6_4020_3870","24001","ALLEGANY","Upper Potomac","Potomac River Basin","Stormwater",6.0672192569999996,4.3356050249999996,4.2663781649999999,4.2616839410000003,4.2447180749999998,4.2426152229999996,10.513093230000001,3.93630287,3.7162526740000001]
["F24001PU6_4020_3870","24001","ALLEGANY","Upper Potomac","Potomac River Basin","Wastewater",0,0,0,0,0,0,0,0]
["F24003WL0_4420_0000","24003","ANNE ARUNDEL","Lower Western Shore","Western Shore of Chesapeake Bay","Agriculture",725.17611929999998,410.8567329,383.30277660000002,369.2595397,348.31431199999997,335.19918430000001,319.77473250000003,286.42915570000002,221.8467417]
["F24003WL0_4420_0000","24003","ANNE ARUNDEL","Lower Western Shore","Western Shore of Chesapeake Bay","Forest",550.45349499999998,512.21621319999997,511.72566039999998,508.08963399999999,509.55933570000002,510.70164490000002,511.46383470000001,507.43227960000002,504.5700258]
["F24003WL0_4420_0000","24003","ANNE ARUNDEL","Lower Western Shore","Western Shore of Chesapeake Bay","Non-Tidal Atm",4.4065518380000004,2.1832480429999999,2.1832480429999999,2.1832480429999999,2.1832480429999999,2.1832480429999999,2.1832480429999999,2.1832480259999998,2.1832480150000002]
["F24003WL0_4420_0000","24003","ANNE ARUNDEL","Lower Western Shore","Western Shore of Chesapeake Bay","Septic",0,0,0,0,0,0,0,0,0]
["F24003WL0_4420_0000","24003","ANNE ARUNDEL","Lower Western Shore","Western Shore of Chesapeake Bay","Stormwater",1980.2784630000001,1613.6027160000001,1581.0458599999999,1529.0267940000001,1526.5437010000001,1536.442749,1546.171204,1242.1064040000001,1016.146766]
["F24003WL0_4420_0000","24003","ANNE ARUNDEL","Lower Western Shore","Western Shore of Chesapeake Bay","Wastewater",0,0,0,0,0,0,0,0]
["F24003WL0_4423_0000","24003","ANNE ARUNDEL","Lower Western Shore","Western Shore of Chesapeake Bay","Agriculture",710.13424899999995,402.29732949999999,370.57447289999999,356.89377439999998,338.0203434,325.2766585,309.98157930000002,264.06521470000001,193.0590426]
["F24003WL0_4423_0000","24003","ANNE ARUNDEL","Lower Western Shore","Western Shore of Chesapeake Bay","Forest",514.33874130000004,439.49824910000001,442.45497899999998,444.47178079999998,446.10088350000001,446.36642260000002,448.03254700000002,438.78038600000002,436.33065740000001]
["F24003WL0_4423_0000","24003","ANNE ARUNDEL","Lower Western Shore","Western Shore of Chesapeake Bay","Non-Tidal Atm",185.41259769999999,91.863609310000001,91.863609310000001,91.863609310000001,91.863609310000001,91.863609310000001,91.863609310000001,91.863609289999999,91.863609280000006]
["F24003WL0_4423_0000","24003","ANNE ARUNDEL","Lower Western Shore","Western Shore of Chesapeake Bay","Septic",0,0,0,0,0,0,0,0,0]
["F24003WL0_4423_0000","24003","ANNE ARUNDEL","Lower Western Shore","Western Shore of Chesapeake Bay","Stormwater",6083.7066679999998,5084.1223689999997,4989.405761,4799.7639159999999,4800.4760749999996,4829.7280280000004,4866.7879640000001,3888.8304990000001,3155.1136580000002]
["F24003WL0_4423_0000","24003","ANNE ARUNDEL","Lower Western Shore","Western Shore of Chesapeake Bay","Wastewater",18163.41044,2859.7974060000001,3988.669476,3177.3635680000002,2824.1265069999999,3436.786419,3495.1909179999998,8919.7959449999998,12207.213589999999]
["F24003WL0_4424_0000","24003","ANNE ARUNDEL","Lower Western Shore","Western Shore of Chesapeake Bay","Agriculture",208.1308162,117.9590625,108.5744756,104.8090569,99.241684320000005,95.416327910000007,90.842347340000003,77.40022252,56.617387110000003]
["F24003WL0_4424_0000","24003","ANNE ARUNDEL","Lower Western Shore","Western Shore of Chesapeake Bay","Forest",228.65453719999999,211.152175,211.23983290000001,210.74211410000001,211.2784872,211.3163538,194.2162409,209.47672940000001,208.30132710000001]
["F24003WL0_4424_0000","24003","ANNE ARUNDEL","Lower Western Shore","Western Shore of Chesapeake Bay","Non-Tidal Atm",39.738368989999998,19.68857002,19.68857002,19.68857002,19.68857002,19.68857002,19.68857002,19.68857006,19.688570089999999]
["F24003WL0_4424_0000","24003","ANNE ARUNDEL","Lower Western Shore","Western Shore of Chesapeake Bay","Septic",0,0,0,0,0,0,0,0,0]
["F24003WL0_4424_0000","24003","ANNE ARUNDEL","Lower Western Shore","Western Shore of Chesapeake Bay","Stormwater",1494.0909730000001,1248.093155,1227.4234309999999,1172.4201049999999,1174.711609,1181.9436189999999,1266.067785,946.4960542,759.21113620000006]
["F24003WL0_4424_0000","24003","ANNE ARUNDEL","Lower Western Shore","Western Shore of Chesapeake Bay","Wastewater",0,0,0,0,0,0,0,0]
["F24003WL0_4602_0000","24003","ANNE ARUNDEL","Lower Western Shore","Western Shore of Chesapeake Bay","Agriculture",1733.8638940000001,982.26623719999998,904.80731309999999,871.4376714,825.1358156,793.88123840000003,757.17553940000005,644.79886769999996,471.45990410000002]
["F24003WL0_4602_0000","24003","ANNE ARUNDEL","Lower Western Shore","Western Shore of Chesapeake Bay","Forest",1214.057487,1144.947441,1141.9523240000001,1130.103073,1133.4659119999999,1136.8764610000001,1118.498466,1132.364202,1125.972121]
["F24003WL0_4602_0000","24003","ANNE ARUNDEL","Lower Western Shore","Western Shore of Chesapeake Bay","Non-Tidal Atm",163.34019470000001,80.927711489999993,80.927711489999993,80.927711489999993,80.927711489999993,80.927711489999993,80.927711489999993,80.927711540000004,80.92771157]
["F24003WL0_4602_0000","24003","ANNE ARUNDEL","Lower Western Shore","Western Shore of Chesapeake Bay","Septic",0,0,0,0,0,0,0,0,0]
["F24003WL0_4602_0000","24003","ANNE ARUNDEL","Lower Western Shore","Western Shore of Chesapeake Bay","Stormwater",89.097060209999995,62.932898109999996,61.089762149999999,60.973789689999997,60.643426900000001,60.749413969999999,140.9661102,50.293660750000001,43.09625982]
["F24003WL0_4602_0000","24003","ANNE ARUNDEL","Lower Western Shore","Western Shore of Chesapeake Bay","Wastewater",0,0,1.7069150209999999,1.7069150209999999,1.7069150209999999,1.7069150209999999,0,1.4132001110000001,1.2173901709999999]
["F24003WM0_3961_0000","24003","ANNE ARUNDEL","Patapsco/Back","Western Shore of Chesapeake Bay","Agriculture",0,0,0,0,0,0,0,0,0]
["F24003WM0_3961_0000","24003","ANNE ARUNDEL","Patapsco/Back","Western Shore of Chesapeake Bay","Forest",85.299684999999997,81.155529020000003,84.180375100000006,89.372759340000002,89.496652609999998,88.54088831,11.058730130000001,83.500344139999996,83.046990170000001]
["F24003WM0_3961_0000","24003","ANNE ARUNDEL","Patapsco/Back","Western Shore of Chesapeake Bay","Non-Tidal Atm",30.90541077,15.31223965,15.31223965,15.31223965,15.31223965,15.31223965,15.31223965,15.312239399999999,15.31223924]
["F24003WM0_3961_0000","24003","ANNE ARUNDEL","Patapsco/Back","Western Shore of Chesapeake Bay","Septic",0,0,0,0,0,0,0,0,0]
["F24003WM0_3961_0000","24003","ANNE ARUNDEL","Patapsco/Back","Western Shore of Chesapeake Bay","Stormwater",6855.9368979999999,5423.8830559999997,5316.8338620000004,5134.04187,5131.8480220000001,5161.0809330000002,5537.8260499999997,4168.6326730000001,3403.1652140000001]
["F24003WM0_3961_0000","24003","ANNE ARUNDEL","Patapsco/Back","Western Shore of Chesapeake Bay","Wastewater",3229.3620609999998,27722.359380000002,27722.359380000002,27722.359380000002,27722.359380000002,27722.359380000002,0.20117180000000001,11260.83394,286.48364700000002]
["F24003WM0_3962_0000","24003","ANNE ARUNDEL","Patapsco/Back","Western Shore of Chesapeake Bay","Agriculture",0,0,0,0,0,0,0,0,0]
["F24003WM0_3962_0000","24003","ANNE ARUNDEL","Patapsco/Back","Western Shore of Chesapeake Bay","Forest",0.18787401100000001,0.16452187300000001,0.406517931,0.81023557599999996,0.81729681399999998,0.75733154899999999,0.58937561500000002,0.40510977199999998,0.404171]
["F24003WM0_3962_0000","24003","ANNE ARUNDEL","Patapsco/Back","Western Shore of Chesapeake Bay","Non-Tidal Atm",4.4065518380000004,2.1832480429999999,2.1832480429999999,2.1832480429999999,2.1832480429999999,2.1832480429999999,2.1832480429999999,2.1832480259999998,2.1832480150000002]
["F24003WM0_3962_0000","24003","ANNE ARUNDEL","Patapsco/Back","Western Shore of Chesapeake Bay","Septic",0,0,0,0,0,0,0,0,0]
["F24003WM0_3962_0000","24003","ANNE ARUNDEL","Patapsco/Back","Western Shore of Chesapeake Bay","Stormwater",559.20333860000005,436.4041009,426.93052779999999,415.07099920000002,414.15739439999999,416.5011902,420.04460139999998,338.19040810000001,279.03032830000001]
["F24003WM0_3962_0000","24003","ANNE ARUNDEL","Patapsco/Back","Western Shore of Chesapeake Bay","Wastewater",0,0,0,0,0,0,0,0]
["F24003XL3_4710_0000","24003","ANNE ARUNDEL","Patuxent","Patuxent River Basin","Agriculture",37.561986609999998,21.234134260000001,19.43083837,18.954477570000002,17.982863569999999,17.293452940000002,16.335570919999999,15.40832704,12.726652809999999]
["F24003XL3_4710_0000","24003","ANNE ARUNDEL","Patuxent","Patuxent River Basin","Forest",0.90231743499999995,2.5127025839999999,2.654513642,2.698279232,2.7649000730000002,2.8268576419999998,2.8269179009999998,2.650091561,2.647143507]
["F24003XL3_4710_0000","24003","ANNE ARUNDEL","Patuxent","Patuxent River Basin","Non-Tidal Atm",0,0,0,0,0,0,0,0,0]
["F24003XL3_4710_0000","24003","ANNE ARUNDEL","Patuxent","Patuxent River Basin","Septic",0,0,0,0,0,0,0,0,0]
["F24003XL3_4710_0000","24003","ANNE ARUNDEL","Patuxent","Patuxent River Basin","Stormwater",0,0,0,0,0,0,0.124012233,0,0]
["F24003XL3_4710_0000","24003","ANNE ARUNDEL","Patuxent","Patuxent River Basin","Wastewater",0,0,0,0,0,0,0,0]
["F24003XU2_4270_4650","24003","ANNE ARUNDEL","Patuxent","Patuxent River Basin","Agriculture",12365.590169999999,7002.9403940000002,6443.0658579999999,6204.0751039999996,5874.0653590000002,5654.7762990000001,5388.5654610000001,5872.0356849999998,5491.3489040000004]
["F24003XU2_4270_4650","24003","ANNE ARUNDEL","Patuxent","Patuxent River Basin","Forest",15260.009400000001,13824.83417,13781.33222,13671.76001,13696.892819999999,13714.349550000001,13716.735350000001,13812.09064,13832.59626]
["F24003XU2_4270_4650","24003","ANNE ARUNDEL","Patuxent","Patuxent River Basin","Non-Tidal Atm",357.63110349999999,177.19020080000001,177.19020080000001,177.19020080000001,177.19020080000001,177.19020080000001,177.19020080000001,177.19018729999999,177.19017830000001]
["F24003XU2_4270_4650","24003","ANNE ARUNDEL","Patuxent","Patuxent River Basin","Septic",0,8.5520429609999997,10.00080013,10.70409012,10.704179760000001,10.69069958,167.44490049999999,9.1005709620000008,8.5004181830000007]
["F24003XU2_4270_4650","24003","ANNE ARUNDEL","Patuxent","Patuxent River Basin","Stormwater",49408.040359999999,40682.304490000002,39909.593159999997,38446.820310000003,38402.179689999997,38672.958989999999,38759.469729999997,37274.404219999997,35517.61159]
["F24003XU2_4270_4650","24003","ANNE ARUNDEL","Patuxent","Patuxent River Basin","Wastewater",80885.203129999994,7808.1347660000001,7730.0909670000001,8923.2721189999993,10577.642239999999,12387.932280000001,12334.6119,29475.56583,43972.549070000001]
["F24003XU2_4480_4650","24003","ANNE ARUNDEL","Patuxent","Patuxent River Basin","Agriculture",399.85456870000002,226.4709167,208.99239879999999,201.23421049999999,190.614305,183.356919,174.7049523,191.06300010000001,179.1100677]
["F24003XU2_4480_4650","24003","ANNE ARUNDEL","Patuxent","Patuxent River Basin","Forest",4637.7588189999997,4088.7664799999998,4052.9774470000002,3999.950257,4002.8107909999999,4002.2758480000002,3803.2952420000001,4061.8126440000001,4067.7027750000002]
["F24003XU2_4480_4650","24003","ANNE ARUNDEL","Patuxent","Patuxent River Basin","Non-Tidal Atm",71.433731080000001,35.392189029999997,35.392189029999997,35.392189029999997,35.392189029999997,35.392189029999997,35.392189029999997,35.392191889999999,35.392193800000001]
["F24003XU2_4480_4650","24003","ANNE ARUNDEL","Patuxent","Patuxent River Basin","Septic",0,0,0,0,0,0,0,0,0]
["F24003XU2_4480_4650","24003","ANNE ARUNDEL","Patuxent","Patuxent River Basin","Stormwater",215.08786499999999,184.06656380000001,180.33893130000001,174.49716190000001,174.53971100000001,175.31272129999999,1018.263596,168.82197450000001,161.14400330000001]
["F24003XU2_4480_4650","24003","ANNE ARUNDEL","Patuxent","Patuxent River Basin","Wastewater",13341.839840000001,0,0,0,0,0,0,0]
["F24003XU3_4650_0001","24003","ANNE ARUNDEL","Patuxent","Patuxent River Basin","Agriculture",5317.6619039999996,3011.5119359999999,2805.7473150000001,2702.428617,2551.662515,2454.8121980000001,2340.1357659999999,2490.3650600000001,2280.110224]
["F24003XU3_4650_0001","24003","ANNE ARUNDEL","Patuxent","Patuxent River Basin","Forest",1908.596573,1920.194962,1925.2616350000001,1909.620003,1920.4468770000001,1929.786873,1925.2728729999999,1925.6939319999999,1925.9821300000001]
["F24003XU3_4650_0001","24003","ANNE ARUNDEL","Patuxent","Patuxent River Basin","Non-Tidal Atm",0,0,0,0,0,0,0,0,0]
["F24003XU3_4650_0001","24003","ANNE ARUNDEL","Patuxent","Patuxent River Basin","Septic",0,9.8014535899999995,8.9701576230000004,8.5341930389999998,8.5342645650000009,8.5235252379999995,507.02011110000001,7.3833641869999997,6.3255018969999997]
["F24003XU3_4650_0001","24003","ANNE ARUNDEL","Patuxent","Patuxent River Basin","Stormwater",146.27983169999999,114.60183240000001,113.72723790000001,111.61325840000001,111.94874950000001,112.7664719,142.3328655,103.8296915,97.231327219999997]
["F24003XU3_4650_0001","24003","ANNE ARUNDEL","Patuxent","Patuxent River Basin","Wastewater",87.630577090000003,17.003308650000001,0.58478867999999995,0.58478867999999995,0.58478867999999995,0.58478867999999995,0.58478867999999995,0.58450055499999998,0.58430847200000002]
["F24005WM0_3650_0001","24005","BALTIMORE","Patapsco/Back","Western Shore of Chesapeake Bay","Agriculture",0,0,0,0,0,0,0,0,0]
["F24005WM0_3650_0001","24005","BALTIMORE","Patapsco/Back","Western Shore of Chesapeake Bay","Forest",1.8037830000000001E-2,6.8140338999999994E-2,7.2669418E-2,7.3543673000000004E-2,7.5621410999999999E-2,7.6643969000000006E-2,0.103874884,7.2830748000000001E-2,7.2938301999999997E-2]
["F24005WM0_3650_0001","24005","BALTIMORE","Patapsco/Back","Western Shore of Chesapeake Bay","Non-Tidal Atm",0,0,0,0,0,0,0,0,0]
["F24005WM0_3650_0001","24005","BALTIMORE","Patapsco/Back","Western Shore of Chesapeake Bay","Septic",0,0,0,0,0,0,0,0,0]
["F24005WM0_3650_0001","24005","BALTIMORE","Patapsco/Back","Western Shore of Chesapeake Bay","Stormwater",20.734691739999999,15.080448629999999,14.75519347,14.62269687,14.335324290000001,14.34451103,14.09162879,12.94773558,11.742763650000001]
["F24005WM0_3650_0001","24005","BALTIMORE","Patapsco/Back","Western Shore of Chesapeake Bay","Wastewater",0,0,0,0,0,0,0,0]
["F24005WM0_3741_0000","24005","BALTIMORE","Patapsco/Back","Western Shore of Chesapeake Bay","Agriculture",0,0,0,0,0,0,0,0,0]
["F24005WM0_3741_0000","24005","BALTIMORE","Patapsco/Back","Western Shore of Chesapeake Bay","Forest",2.5579470240000002,1.199348219,1.221876159,1.219221517,1.2346694549999999,1.2361784199999999,0.85036277800000004,1.213520468,1.207950007]
["F24005WM0_3741_0000","24005","BALTIMORE","Patapsco/Back","Western Shore of Chesapeake Bay","Non-Tidal Atm",0,0,0,0,0,0,0,0,0]
["F24005WM0_3741_0000","24005","BALTIMORE","Patapsco/Back","Western Shore of Chesapeake Bay","Septic",0,0,0,0,0,0,0,0,0]
["F24005WM0_3741_0000","24005","BALTIMORE","Patapsco/Back","Western Shore of Chesapeake Bay","Stormwater",48.119876859999998,40.568849559999997,39.827730180000003,38.974189760000002,38.203361510000001,38.287559510000001,39.593769080000001,30.895260700000001,24.940281049999999]
["F24005WM0_3741_0000","24005","BALTIMORE","Patapsco/Back","Western Shore of Chesapeake Bay","Wastewater",0,0,0,0,0,0,0,0]
["F24005WM0_3742_0000","24005","BALTIMORE","Patapsco/Back","Western Shore of Chesapeake Bay","Agriculture",0,0,0,0,0,0,0,0,0]
["F24005WM0_3742_0000","24005","BALTIMORE","Patapsco/Back","Western Shore of Chesapeake Bay","Forest",1.6310403790000001,0.69756712799999998,0.73001079300000005,0.73357256500000001,0.75022745700000004,0.75308772400000001,0.63915457899999994,0.72739134500000002,0.72564504699999999]
["F24005WM0_3742_0000","24005","BALTIMORE","Patapsco/Back","Western Shore of Chesapeake Bay","Non-Tidal Atm",0,0,0,0,0,0,0,0,0]
["F24005WM0_3742_0000","24005","BALTIMORE","Patapsco/Back","Western Shore of Chesapeake Bay","Septic",0,0,0,0,0,0,0,0,0]
["F24005WM0_3742_0000","24005","BALTIMORE","Patapsco/Back","Western Shore of Chesapeake Bay","Stormwater",72.754890439999997,59.69668961,58.536260609999999,57.550329210000001,56.38216019,56.515428550000003,56.758001329999999,45.868701039999998,37.423661330000002]
["F24005WM0_3742_0000","24005","BALTIMORE","Patapsco/Back","Western Shore of Chesapeake Bay","Wastewater",0,0,0,0,0,0,0,0]
["F24005WM0_3881_3880","24005","BALTIMORE","Patapsco/Back","Western Shore of Chesapeake Bay","Agriculture",0,0,0,0,0,0,0,0,0]
["F24005WM0_3881_3880","24005","BALTIMORE","Patapsco/Back","Western Shore of Chesapeake Bay","Forest",0,0,0,0,0,0,0,0,0]
["F24005WM0_3881_3880","24005","BALTIMORE","Patapsco/Back","Western Shore of Chesapeake Bay","Non-Tidal Atm",0,0,0,0,0,0,0,0,0]
["F24005WM0_3881_3880","24005","BALTIMORE","Patapsco/Back","Western Shore of Chesapeake Bay","Septic",0,0,0,0,0,0,0,0,0]
["F24005WM0_3881_3880","24005","BALTIMORE","Patapsco/Back","Western Shore of Chesapeake Bay","Stormwater",0,0,0,0,0,0,0,0,0]
["F24005WM0_3881_3880","24005","BALTIMORE","Patapsco/Back","Western Shore of Chesapeake Bay","Wastewater",0,0,0,0,0,0,0,0]
["F24005WM0_3964_0000","24005","BALTIMORE","Patapsco/Back","Western Shore of Chesapeake Bay","Agriculture",0,0,0,0,0,0,0,0,0]
["F24005WM0_3964_0000","24005","BALTIMORE","Patapsco/Back","Western Shore of Chesapeake Bay","Forest",4.8754560649999998,3.8375263660000001,4.1770178680000001,4.2500345709999996,4.4083568900000003,4.4363024390000003,4.6022492350000004,4.1503879250000004,4.132634629]
["F24005WM0_3964_0000","24005","BALTIMORE","Patapsco/Back","Western Shore of Chesapeake Bay","Non-Tidal Atm",4.199697971,2.2787590029999998,2.2787590029999998,2.2787590029999998,2.2787590029999998,2.2787590029999998,2.2787590029999998,2.2787589850000001,2.278758973]
["F24005WM0_3964_0000","24005","BALTIMORE","Patapsco/Back","Western Shore of Chesapeake Bay","Septic",0,0,0,0,0,0,0,0,0]
["F24005WM0_3964_0000","24005","BALTIMORE","Patapsco/Back","Western Shore of Chesapeake Bay","Stormwater",363.01100159999999,300.997139,296.31548309999999,286.87715150000002,281.19170380000003,282.19453429999999,279.76054390000002,225.14857409999999,177.703968]
["F24005WM0_3964_0000","24005","BALTIMORE","Patapsco/Back","Western Shore of Chesapeake Bay","Wastewater",0,0,0,0,0,0,0,0]
["F24005WM0_3965_0000","24005","BALTIMORE","Patapsco/Back","Western Shore of Chesapeake Bay","Agriculture",0,0,0,0,0,0,0,0,0]
["F24005WM0_3965_0000","24005","BALTIMORE","Patapsco/Back","Western Shore of Chesapeake Bay","Forest",2.6946921349999999,2.121093288,2.5162628370000002,2.6191121339999999,2.7930428310000002,2.8267485269999999,2.9519439859999999,2.5015829379999999,2.4917963379999999]
["F24005WM0_3965_0000","24005","BALTIMORE","Patapsco/Back","Western Shore of Chesapeake Bay","Non-Tidal Atm",4.199697971,2.2787590029999998,2.2787590029999998,2.2787590029999998,2.2787590029999998,2.2787590029999998,2.2787590029999998,2.2787589850000001,2.278758973]
["F24005WM0_3965_0000","24005","BALTIMORE","Patapsco/Back","Western Shore of Chesapeake Bay","Septic",0,0,0,0,0,0,0,0,0]
["F24005WM0_3965_0000","24005","BALTIMORE","Patapsco/Back","Western Shore of Chesapeake Bay","Stormwater",387.64891820000003,323.04935449999999,318.10517879999998,307.6730652,301.32319649999999,302.67578120000002,300.46966550000002,241.2297533,189.97946970000001]
["F24005WM0_3965_0000","24005","BALTIMORE","Patapsco/Back","Western Shore of Chesapeake Bay","Wastewater",0,0,0,0,0,0,0,0]
["F24005WM1_3660_3910","24005","BALTIMORE","Patapsco/Back","Western Shore of Chesapeake Bay","Agriculture",133.41923739999999,89.193387950000002,84.109255360000006,81.744725410000001,79.183282660000003,77.092940400000003,76.834274019999995,73.700016399999996,66.760523750000004]
["F24005WM1_3660_3910","24005","BALTIMORE","Patapsco/Back","Western Shore of Chesapeake Bay","Forest",83.790153029999999,69.668866159999993,69.717753650000006,69.252143860000004,69.557790280000006,69.812240840000001,69.565205329999998,69.913549570000001,70.044080190000003]
["F24005WM1_3660_3910","24005","BALTIMORE","Patapsco/Back","Western Shore of Chesapeake Bay","Non-Tidal Atm",0,0,0,0,0,0,0,0,0]
["F24005WM1_3660_3910","24005","BALTIMORE","Patapsco/Back","Western Shore of Chesapeake Bay","Septic",0,0,0,0,0,0,0,0,0]
["F24005WM1_3660_3910","24005","BALTIMORE","Patapsco/Back","Western Shore of Chesapeake Bay","Stormwater",129.6782303,110.6038475,108.8434658,105.56211279999999,103.4018669,103.81542020000001,103.1488018,97.867696769999995,90.550517409999998]
["F24005WM1_3660_3910","24005","BALTIMORE","Patapsco/Back","Western Shore of Chesapeake Bay","Wastewater",0,0,0,0,0,0,0,0]
["F24005WM1_3910_0001","24005","BALTIMORE","Patapsco/Back","Western Shore of Chesapeake Bay","Agriculture",0,0,0,0,0,0,0,0,0]
["F24005WM1_3910_0001","24005","BALTIMORE","Patapsco/Back","Western Shore of Chesapeake Bay","Forest",49.153331280000003,32.623493439999997,34.235058430000002,34.470977429999998,35.296657439999997,35.433895589999999,36.8045355,34.123732830000002,34.049515759999998]
["F24005WM1_3910_0001","24005","BALTIMORE","Patapsco/Back","Western Shore of Chesapeake Bay","Non-Tidal Atm",3.3986999990000002,1.844136953,1.844136953,1.844136953,1.844136953,1.844136953,1.844136953,1.844136964,1.844136971]
["F24005WM1_3910_0001","24005","BALTIMORE","Patapsco/Back","Western Shore of Chesapeake Bay","Septic",0,0,0,0,0,0,0,0,0]
["F24005WM1_3910_0001","24005","BALTIMORE","Patapsco/Back","Western Shore of Chesapeake Bay","Stormwater",2662.4224060000001,2176.2760010000002,2137.1059570000002,2089.25,2050.9578860000001,2052.8274540000002,2035.953491,1757.9967549999999,1505.2572869999999]
["F24005WM1_3910_0001","24005","BALTIMORE","Patapsco/Back","Western Shore of Chesapeake Bay","Wastewater",0,0,0,0,0,0,0,0]
["F24005WM3_3880_4060","24005","BALTIMORE","Patapsco/Back","Western Shore of Chesapeake Bay","Agriculture",133.6317659,89.310140410000002,84.297595110000003,81.915014029999995,79.253858699999995,77.194884020000003,76.982052159999995,67.759287099999995,56.733748419999998]
["F24005WM3_3880_4060","24005","BALTIMORE","Patapsco/Back","Western Shore of Chesapeake Bay","Forest",54.88200045,43.144313330000003,43.441559079999998,43.258162259999999,43.566598900000002,43.811207179999997,42.474799750000003,43.382769019999998,43.343575639999997]
["F24005WM3_3880_4060","24005","BALTIMORE","Patapsco/Back","Western Shore of Chesapeake Bay","Non-Tidal Atm",0,0,0,0,0,0,0,0,0]
["F24005WM3_3880_4060","24005","BALTIMORE","Patapsco/Back","Western Shore of Chesapeake Bay","Septic",0,0,0,0,0,0,0,0,0]
["F24005WM3_3880_4060","24005","BALTIMORE","Patapsco/Back","Western Shore of Chesapeake Bay","Stormwater",147.08876770000001,153.0213957,150.2345712,147.00162510000001,144.1182938,144.41545110000001,148.23737629999999,127.56678669999999,112.4549303]
["F24005WM3_3880_4060","24005","BALTIMORE","Patapsco/Back","Western Shore of Chesapeake Bay","Wastewater",0,0,0,0,0,0,0,0]
["F24005WM3_4060_0001","24005","BALTIMORE","Patapsco/Back","Western Shore of Chesapeake Bay","Agriculture",0,0,0,0,0,0,0,0,0]
["F24005WM3_4060_0001","24005","BALTIMORE","Patapsco/Back","Western Shore of Chesapeake Bay","Forest",0.45838568699999999,0.26080861500000002,0.26891382400000002,0.26962945700000002,0.27436418200000001,0.27433220200000002,0.2765533,0.26821236900000001,0.26774473199999999]
["F24005WM3_4060_0001","24005","BALTIMORE","Patapsco/Back","Western Shore of Chesapeake Bay","Non-Tidal Atm",0,0,0,0,0,0,0,0,0]
["F24005WM3_4060_0001","24005","BALTIMORE","Patapsco/Back","Western Shore of Chesapeake Bay","Septic",0,0,0,0,0,0,0,0,0]
["F24005WM3_4060_0001","24005","BALTIMORE","Patapsco/Back","Western Shore of Chesapeake Bay","Stormwater",12.666787149999999,10.64684916,10.46837902,10.19472504,9.9934229850000005,10.02058911,9.9721302989999998,8.5226234030000008,7.225452991]
["F24005WM3_4060_0001","24005","BALTIMORE","Patapsco/Back","Western Shore of Chesapeake Bay","Wastewater",0,0,0,0,0,0,0,0]
["F24005WU0_3540_0000","24005","BALTIMORE","Upper Western Shore","Western Shore of Chesapeake Bay","Agriculture",380.65402230000001,254.5804804,243.72357930000001,237.00931199999999,228.9178967,223.46128529999999,222.9905857,183.00500489999999,142.52595529999999]
["F24005WU0_3540_0000","24005","BALTIMORE","Upper Western Shore","Western Shore of Chesapeake Bay","Forest",1562.566605,1241.543083,1231.8649290000001,1219.3898770000001,1220.1711419999999,1221.015617,1221.8372569999999,1223.280814,1217.5580709999999]
["F24005WU0_3540_0000","24005","BALTIMORE","Upper Western Shore","Western Shore of Chesapeake Bay","Non-Tidal Atm",395.47149660000002,214.58309940000001,214.58309940000001,214.58309940000001,214.58309940000001,214.58309940000001,214.58309940000001,214.58310130000001,214.58310259999999]
["F24005WU0_3540_0000","24005","BALTIMORE","Upper Western Shore","Western Shore of Chesapeake Bay","Septic",0,0,0,0,0,0,0,0,0]
["F24005WU0_3540_0000","24005","BALTIMORE","Upper Western Shore","Western Shore of Chesapeake Bay","Stormwater",12.92617989,9.5388765339999999,9.310009956,9.3050479890000002,9.1167058940000008,9.1227312089999995,0,7.5333942709999997,6.3489838140000003]
["F24005WU0_3540_0000","24005","BALTIMORE","Upper Western Shore","Western Shore of Chesapeake Bay","Wastewater",0,0,0,0,0,0,0,0]
["F24005WU0_3541_0000","24005","BALTIMORE","Upper Western Shore","Western Shore of Chesapeake Bay","Agriculture",8.0266915109999992,5.3147204439999998,5.0967097219999999,4.9868928109999997,4.8267128169999998,4.6738900340000002,4.6632190580000001,3.817029571,2.9639094699999999]
["F24005WU0_3541_0000","24005","BALTIMORE","Upper Western Shore","Western Shore of Chesapeake Bay","Forest",750.85610970000005,591.26515199999994,585.93339539999999,579.68373110000005,580.01612660000001,579.8332024,585.02524570000003,581.84132099999999,579.11327140000003]
["F24005WU0_3541_0000","24005","BALTIMORE","Upper Western Shore","Western Shore of Chesapeake Bay","Non-Tidal Atm",227.1808929,123.2685013,123.2685013,123.2685013,123.2685013,123.2685013,123.2685013,123.2685024,123.2685031]
["F24005WU0_3541_0000","24005","BALTIMORE","Upper Western Shore","Western Shore of Chesapeake Bay","Septic",0,0,0,0,0,0,0,0,0]
["F24005WU0_3541_0000","24005","BALTIMORE","Upper Western Shore","Western Shore of Chesapeake Bay","Stormwater",38.778526550000002,28.616628410000001,27.930030169999998,27.93125916,27.393680570000001,27.368190769999998,0,22.600182889999999,19.046951369999999]
["F24005WU0_3541_0000","24005","BALTIMORE","Upper Western Shore","Western Shore of Chesapeake Bay","Wastewater",0,0,0,0,0,0,0,0]
["F24005WU0_3542_0000","24005","BALTIMORE","Upper Western Shore","Western Shore of Chesapeake Bay","Agriculture",8.1070700660000004,5.3686484539999997,5.149665186,5.0381325959999996,4.876822904,4.7234016829999996,4.7124365189999997,3.858429986,2.9976065190000001]
["F24005WU0_3542_0000","24005","BALTIMORE","Upper Western Shore","Western Shore of Chesapeake Bay","Forest",241.98249630000001,190.93964099999999,189.24416740000001,187.25392629999999,187.37949269999999,187.32149129999999,188.53227229999999,187.93433490000001,187.06111319999999]
["F24005WU0_3542_0000","24005","BALTIMORE","Upper Western Shore","Western Shore of Chesapeake Bay","Non-Tidal Atm",185.1083069,100.4399033,100.4399033,100.4399033,100.4399033,100.4399033,100.4399033,100.439903,100.4399028]
["F24005WU0_3542_0000","24005","BALTIMORE","Upper Western Shore","Western Shore of Chesapeake Bay","Septic",0,0,0,0,0,0,0,0,0]
["F24005WU0_3542_0000","24005","BALTIMORE","Upper Western Shore","Western Shore of Chesapeake Bay","Stormwater",9.2552576070000008,6.8288931850000001,6.6649122240000001,6.6685371399999998,6.5407829279999996,6.5302829740000004,0,5.3869838320000003,4.5350315710000002]
["F24005WU0_3542_0000","24005","BALTIMORE","Upper Western Shore","Western Shore of Chesapeake Bay","Wastewater",0,0,0,0,0,0,0,0]
["F24005WU0_3670_0001","24005","BALTIMORE","Upper Western Shore","Western Shore of Chesapeake Bay","Agriculture",0,0,0,0,0,0,0,0,0]
["F24005WU0_3670_0001","24005","BALTIMORE","Upper Western Shore","Western Shore of Chesapeake Bay","Forest",0,0,1.4583820000000001E-2,1.8561228999999999E-2,2.5190239999999999E-2,2.6516041000000001E-2,3.4470848999999998E-2,1.4583819E-2,1.4583818E-2]
["F24005WU0_3670_0001","24005","BALTIMORE","Upper Western Shore","Western Shore of Chesapeake Bay","Non-Tidal Atm",0,0,0,0,0,0,0,0,0]
["F24005WU0_3670_0001","24005","BALTIMORE","Upper Western Shore","Western Shore of Chesapeake Bay","Septic",0,0,0,0,0,0,0,0,0]
["F24005WU0_3670_0001","24005","BALTIMORE","Upper Western Shore","Western Shore of Chesapeake Bay","Stormwater",21.287420269999998,17.261731149999999,16.94488144,16.58335877,16.24303055,16.288240429999998,16.089303019999999,13.970381809999999,11.98738206]
["F24005WU0_3670_0001","24005","BALTIMORE","Upper Western Shore","Western Shore of Chesapeake Bay","Wastewater",0,0,0,0,0,0,0,0]
["F24005WU1_3350_3490","24005","BALTIMORE","Upper Western Shore","Western Shore of Chesapeake Bay","Agriculture",31.526572300000002,21.07003027,19.90032746,19.354233390000001,18.72641647,18.248247299999999,18.225134310000001,17.779958529999998,16.366379250000001]
["F24005WU1_3350_3490","24005","BALTIMORE","Upper Western Shore","Western Shore of Chesapeake Bay","Forest",1.263494291,1.9572068,2.0726740659999998,2.106796756,2.1627446940000001,2.2179446289999998,0.95668340500000004,2.0818454609999999,2.0879597240000001]
["F24005WU1_3350_3490","24005","BALTIMORE","Upper Western Shore","Western Shore of Chesapeake Bay","Non-Tidal Atm",0,0,0,0,0,0,0,0,0]
["F24005WU1_3350_3490","24005","BALTIMORE","Upper Western Shore","Western Shore of Chesapeake Bay","Septic",0,0,0,0,0,0,0,0,0]
["F24005WU1_3350_3490","24005","BALTIMORE","Upper Western Shore","Western Shore of Chesapeake Bay","Stormwater",1.0058968960000001,0.80414101500000001,0.791121081,0.77283990400000002,0.758119404,0.75658611899999995,5.3804528720000002,0.72240648399999996,0.676596753]
["F24005WU1_3350_3490","24005","BALTIMORE","Upper Western Shore","Western Shore of Chesapeake Bay","Wastewater",0,0,0,0,0,0,0,0]
["F24005WU2_3320_3480","24005","BALTIMORE","Upper Western Shore","Western Shore of Chesapeake Bay","Agriculture",7.0125808049999998,4.7302403249999996,4.4620619330000002,4.371109895,4.23167502,4.1063274669999998,4.0763186459999998,3.9859555119999999,3.668551232]
["F24005WU2_3320_3480","24005","BALTIMORE","Upper Western Shore","Western Shore of Chesapeake Bay","Forest",16.841441150000001,13.4578892,13.36244947,13.23821854,13.253622829999999,13.264047619999999,13.34197807,13.415126669999999,13.4502448]
["F24005WU2_3320_3480","24005","BALTIMORE","Upper Western Shore","Western Shore of Chesapeake Bay","Non-Tidal Atm",0,0,0,0,0,0,0,0,0]
["F24005WU2_3320_3480","24005","BALTIMORE","Upper Western Shore","Western Shore of Chesapeake Bay","Septic",0,0,0,0,0,0,0,0,0]
["F24005WU2_3320_3480","24005","BALTIMORE","Upper Western Shore","Western Shore of Chesapeake Bay","Stormwater",0.67656838900000005,0.49941378800000003,0.48746371300000002,0.48814550000000001,0.47881838700000001,0.47768470600000001,0,0.45394149700000003,0.43159335300000001]
["F24005WU2_3320_3480","24005","BALTIMORE","Upper Western Shore","Western Shore of Chesapeake Bay","Wastewater",0,0,0,0,0,0,0,0]
["F24005WU3_3480_3481","24005","BALTIMORE","Upper Western Shore","Western Shore of Chesapeake Bay","Agriculture",1.506482893,0.99818814600000005,0.95228681999999998,0.94922347200000001,0.90931695700000004,0.87614171399999996,0.86989165999999996,0.85026499799999999,0.78225045000000004]
["F24005WU3_3480_3481","24005","BALTIMORE","Upper Western Shore","Western Shore of Chesapeake Bay","Forest",20.78288186,15.714715480000001,15.368269679999999,15.382867210000001,15.318510829999999,15.36110848,16.32987499,15.42702383,15.466193260000001]
["F24005WU3_3480_3481","24005","BALTIMORE","Upper Western Shore","Western Shore of Chesapeake Bay","Non-Tidal Atm",0,0,0,0,0,0,0,0,0]
["F24005WU3_3480_3481","24005","BALTIMORE","Upper Western Shore","Western Shore of Chesapeake Bay","Septic",0,0,0,0,0,0,0,0,0]
["F24005WU3_3480_3481","24005","BALTIMORE","Upper Western Shore","Western Shore of Chesapeake Bay","Stormwater",251.70225730000001,215.08450790000001,212.81131120000001,204.30996160000001,201.32393200000001,201.6461999,196.8890419,193.02455760000001,179.83338839999999]
["F24005WU3_3480_3481","24005","BALTIMORE","Upper Western Shore","Western Shore of Chesapeake Bay","Wastewater",0,0,0,0,0,0,0,0]
["F24005WU3_3481_0001","24005","BALTIMORE","Upper Western Shore","Western Shore of Chesapeake Bay","Agriculture",94.053423350000003,62.844259350000002,59.313648819999997,57.73529241,56.056987839999998,54.446209750000001,54.143056209999997,44.259858649999998,34.223998530000003]
["F24005WU3_3481_0001","24005","BALTIMORE","Upper Western Shore","Western Shore of Chesapeake Bay","Forest",715.13529589999996,565.31584929999997,560.79928199999995,555.04319190000001,555.49347120000004,555.60588069999994,548.66971969999997,558.06778489999999,556.24678689999996]
["F24005WU3_3481_0001","24005","BALTIMORE","Upper Western Shore","Western Shore of Chesapeake Bay","Non-Tidal Atm",33.625991820000003,18.245489119999998,18.245489119999998,18.245489119999998,18.245489119999998,18.245489119999998,18.245489119999998,18.245486920000001,18.24548545]
["F24005WU3_3481_0001","24005","BALTIMORE","Upper Western Shore","Western Shore of Chesapeake Bay","Septic",0,0,0,0,0,0,0,0,0]
["F24005WU3_3481_0001","24005","BALTIMORE","Upper Western Shore","Western Shore of Chesapeake Bay","Stormwater",272.211792,222.02162939999999,218.33082580000001,212.3272628,208.13976289999999,208.76486969999999,232.87276460000001,173.85409540000001,144.20294179999999]
["F24005WU3_3481_0001","24005","BALTIMORE","Upper Western Shore","Western Shore of Chesapeake Bay","Wastewater",0,0,0,0,0,0,0,0]
["F24009WL0_4772_0000","24009","CALVERT","Lower Western Shore","Western Shore of Chesapeake Bay","Agriculture",31.71045393,17.718926799999998,16.762665139999999,15.89496153,14.690387339999999,13.51561734,12.22076639,11.480509270000001,7.9590720179999996]
["F24009WL0_4772_0000","24009","CALVERT","Lower Western Shore","Western Shore of Chesapeake Bay","Forest",174.2503529,149.54777050000001,148.53072220000001,146.81399819999999,149.42025520000001,148.58348229999999,179.59137680000001,148.2612274,148.0815642]
["F24009WL0_4772_0000","24009","CALVERT","Lower Western Shore","Western Shore of Chesapeake Bay","Non-Tidal Atm",0,0,0,0,0,0,0,0,0]
["F24009WL0_4772_0000","24009","CALVERT","Lower Western Shore","Western Shore of Chesapeake Bay","Septic",0,0,0,0,0,0,0,0,0]
["F24009WL0_4772_0000","24009","CALVERT","Lower Western Shore","Western Shore of Chesapeake Bay","Stormwater",531.36024480000003,427.54549020000002,419.65919489999999,409.26001350000001,414.56149290000002,407.1624832,318.46577839999998,327.89985130000002,266.72695549999997]
["F24009WL0_4772_0000","24009","CALVERT","Lower Western Shore","Western Shore of Chesapeake Bay","Wastewater",1344.1960449999999,211.0738068,351.5213928,585.72180179999998,369.79971310000002,86.715393070000005,107.8309021,715.42495529999997,958.02733030000002]
["F24009XL0_4954_0000","24009","CALVERT","Patuxent","Patuxent River Basin","Agriculture",0,0,0,0,0,0,0,0,0]
["F24009XL0_4954_0000","24009","CALVERT","Patuxent","Patuxent River Basin","Forest",30.82590557,21.670840139999999,25.720877649999998,21.59192264,28.756446839999999,25.77838886,115.57305289999999,25.7740784,25.809545570000001]
["F24009XL0_4954_0000","24009","CALVERT","Patuxent","Patuxent River Basin","Non-Tidal Atm",22.017349240000001,11.34496021,11.34496021,11.34496021,11.34496021,11.34496021,11.34496021,11.344960260000001,11.34496029]
["F24009XL0_4954_0000","24009","CALVERT","Patuxent","Patuxent River Basin","Septic",0,0,0,0,0,0,0,0,0]
["F24009XL0_4954_0000","24009","CALVERT","Patuxent","Patuxent River Basin","Stormwater",1739.2145640000001,1382.8409449999999,1356.9370899999999,1324.9292909999999,1345.4581909999999,1319.4870309999999,1062.5303349999999,1146.7328030000001,1006.5966110000001]
["F24009XL0_4954_0000","24009","CALVERT","Patuxent","Patuxent River Basin","Wastewater",2566.3911130000001,0,0,0,0,0,0,0]
["F24009XL0_5320_0001","24009","CALVERT","Patuxent","Patuxent River Basin","Agriculture",0,0,0,0,0,0,0,0,0]
["F24009XL0_5320_0001","24009","CALVERT","Patuxent","Patuxent River Basin","Forest",3.3830510079999998,2.6125911020000001,2.5799926809999998,2.575600981,2.5915363139999998,2.5767730919999998,2.7860955590000001,2.5892759449999998,2.5954647870000001]
["F24009XL0_5320_0001","24009","CALVERT","Patuxent","Patuxent River Basin","Non-Tidal Atm",0,0,0,0,0,0,0,0,0]
["F24009XL0_5320_0001","24009","CALVERT","Patuxent","Patuxent River Basin","Septic",0,0,0,0,0,0,0,0,0]
["F24009XL0_5320_0001","24009","CALVERT","Patuxent","Patuxent River Basin","Stormwater",10.197656869999999,8.2002959250000007,8.0354710820000008,7.8870809069999996,7.9940280919999998,7.9007539749999998,7.1851558679999998,7.0303359429999999,6.3602458500000001]
["F24009XL0_5320_0001","24009","CALVERT","Patuxent","Patuxent River Basin","Wastewater",0,0,0,0,0,0,0,0]
["F24013WM0_3881_3880","24013","CARROLL","Patapsco/Back","Western Shore of Chesapeake Bay","Agriculture",0,0,0,0,0,0,0,0,0]
["F24013WM0_3881_3880","24013","CARROLL","Patapsco/Back","Western Shore of Chesapeake Bay","Forest",0,0,0,0,0,0,0,0,0]
["F24013WM0_3881_3880","24013","CARROLL","Patapsco/Back","Western Shore of Chesapeake Bay","Non-Tidal Atm",0,0,0,0,0,0,0,0,0]
["F24013WM0_3881_3880","24013","CARROLL","Patapsco/Back","Western Shore of Chesapeake Bay","Septic",0,0,0,0,0,0,0,0,0]
["F24013WM0_3881_3880","24013","CARROLL","Patapsco/Back","Western Shore of Chesapeake Bay","Stormwater",0,0,0,0,0,0,0,0,0]
["F24013WM0_3881_3880","24013","CARROLL","Patapsco/Back","Western Shore of Chesapeake Bay","Wastewater",0,0,0,0,0,0,0,0]
["F24015EU0_3010_0000","24015","CECIL","Upper Eastern Shore","Eastern Shore of Chesapeake Bay","Agriculture",5417.9836789999999,4290.8351259999999,3805.4741840000002,3769.9946369999998,3474.6359170000001,3370.612678,3189.605223,2766.5081300000002,2073.8640930000001]
["F24015EU0_3010_0000","24015","CECIL","Upper Eastern Shore","Eastern Shore of Chesapeake Bay","Forest",1221.9375,1005.5460399999999,1007.845982,1005.16634,1011.675804,1013.898468,868.50984579999999,1003.837497,1001.165173]
["F24015EU0_3010_0000","24015","CECIL","Upper Eastern Shore","Eastern Shore of Chesapeake Bay","Non-Tidal Atm",1315.405029,782.07299799999998,782.07299799999998,782.07299799999998,782.07299799999998,782.07299799999998,782.07299799999998,782.07299550000005,782.07299390000003]
["F24015EU0_3010_0000","24015","CECIL","Upper Eastern Shore","Eastern Shore of Chesapeake Bay","Septic",0,0,0,0,0,0,0,0,0]
["F24015EU0_3010_0000","24015","CECIL","Upper Eastern Shore","Eastern Shore of Chesapeake Bay","Stormwater",35.318196890000003,150.8687592,146.81644249999999,142.33117110000001,139.92659180000001,141.93288799999999,870.20598610000002,114.1328778,92.343834709999996]
["F24015EU0_3010_0000","24015","CECIL","Upper Eastern Shore","Eastern Shore of Chesapeake Bay","Wastewater",54.865131380000001,18.18223953,47.708488459999998,15.509730340000001,27.4325695,48.384349819999997,48.46846008,29.231401009999999,16.913342709999998]
["F24015EU0_3130_0000","24015","CECIL","Upper Eastern Shore","Eastern Shore of Chesapeake Bay","Agriculture",1490.149028,1180.2374070000001,1046.675172,1036.9575669999999,994.57496519999995,964.61136439999996,910.8885745,760.92501560000005,570.42491129999996]
["F24015EU0_3130_0000","24015","CECIL","Upper Eastern Shore","Eastern Shore of Chesapeake Bay","Forest",519.77345660000003,434.28843879999999,434.65205959999997,433.1483192,433.63366889999998,434.37757110000001,427.41676899999999,432.92161010000001,431.7679771]
["F24015EU0_3130_0000","24015","CECIL","Upper Eastern Shore","Eastern Shore of Chesapeake Bay","Non-Tidal Atm",63.771759029999998,37.915470120000002,37.915470120000002,37.915470120000002,37.915470120000002,37.915470120000002,37.915470120000002,37.915470200000001,37.915470249999998]
["F24015EU0_3130_0000","24015","CECIL","Upper Eastern Shore","Eastern Shore of Chesapeake Bay","Septic",0,0,0,0,0,0,0,0,0]
["F24015EU0_3130_0000","24015","CECIL","Upper Eastern Shore","Eastern Shore of Chesapeake Bay","Stormwater",0,1.698256016,1.6519310469999999,1.5942139630000001,1.5620980259999999,1.594959021,33.572181700000002,1.251571019,0.984664333]
["F24015EU0_3130_0000","24015","CECIL","Upper Eastern Shore","Eastern Shore of Chesapeake Bay","Wastewater",0,0,0,0,0,0,0,0]
["F24015EU0_3203_0000","24015","CECIL","Upper Eastern Shore","Eastern Shore of Chesapeake Bay","Agriculture",211.4011204,167.37486709999999,158.98647109999999,158.03168980000001,149.29349199999999,145.1772848,137.1832972,120.29716380000001,94.504292210000003]
["F24015EU0_3203_0000","24015","CECIL","Upper Eastern Shore","Eastern Shore of Chesapeake Bay","Forest",203.04985429999999,168.3915978,168.3270139,167.60277170000001,167.74390320000001,167.8076725,168.23116110000001,167.64753060000001,167.1945417]
["F24015EU0_3203_0000","24015","CECIL","Upper Eastern Shore","Eastern Shore of Chesapeake Bay","Non-Tidal Atm",187.3542023,111.3912964,111.3912964,111.3912964,111.3912964,111.3912964,111.3912964,111.391296,111.3912957]
["F24015EU0_3203_0000","24015","CECIL","Upper Eastern Shore","Eastern Shore of Chesapeake Bay","Septic",0,0,0,0,0,0,0,0,0]
["F24015EU0_3203_0000","24015","CECIL","Upper Eastern Shore","Eastern Shore of Chesapeake Bay","Stormwater",3.9421350959999999,2.9082601069999998,2.8217039110000002,2.8247840399999999,2.803137064,2.7997651100000001,0,2.3283600629999999,1.999464165]
["F24015EU0_3203_0000","24015","CECIL","Upper Eastern Shore","Eastern Shore of Chesapeake Bay","Wastewater",0,0,0,0,0,0,0,0]
["F24015EU0_3363_0000","24015","CECIL","Upper Eastern Shore","Eastern Shore of Chesapeake Bay","Agriculture",369.51676420000001,292.4241093,259.69560030000002,257.12697429999997,247.11610759999999,239.16643859999999,225.80850820000001,188.75171950000001,141.45579889999999]
["F24015EU0_3363_0000","24015","CECIL","Upper Eastern Shore","Eastern Shore of Chesapeake Bay","Forest",165.39221570000001,137.9047032,137.957571,137.4408493,137.5960541,137.76818560000001,138.09388920000001,137.40711279999999,137.04014069999999]
["F24015EU0_3363_0000","24015","CECIL","Upper Eastern Shore","Eastern Shore of Chesapeake Bay","Non-Tidal Atm",199.30909729999999,118.4990997,118.4990997,118.4990997,118.4990997,118.4990997,118.4990997,118.4991005,118.499101]
["F24015EU0_3363_0000","24015","CECIL","Upper Eastern Shore","Eastern Shore of Chesapeake Bay","Septic",0,0,0,0,0,0,0,0,0]
["F24015EU0_3363_0000","24015","CECIL","Upper Eastern Shore","Eastern Shore of Chesapeake Bay","Stormwater",3.9421350959999999,2.9082601069999998,2.8217039110000002,2.8247840399999999,2.8005530830000001,2.7997651100000001,0,2.3283600629999999,1.999464165]
["F24015EU0_3363_0000","24015","CECIL","Upper Eastern Shore","Eastern Shore of Chesapeake Bay","Wastewater",0,0,0,0,0,0,0,0]
["F24015EU1_2982_0000","24015","CECIL","Upper Eastern Shore","Eastern Shore of Chesapeake Bay","Agriculture",0,0,0,0,0,0,0,0,0]
["F24015EU1_2982_0000","24015","CECIL","Upper Eastern Shore","Eastern Shore of Chesapeake Bay","Forest",0,0,1.5208350000000001E-2,2.1291699000000001E-2,2.5854200000000001E-2,1.5208350000000001E-2,1.5208350000000001E-2,1.5208350000000001E-2,1.5208350000000001E-2]
["F24015EU1_2982_0000","24015","CECIL","Upper Eastern Shore","Eastern Shore of Chesapeake Bay","Non-Tidal Atm",0,0,0,0,0,0,0,0,0]
["F24015EU1_2982_0000","24015","CECIL","Upper Eastern Shore","Eastern Shore of Chesapeake Bay","Septic",0,0,0,0,0,0,0,0,0]
["F24015EU1_2982_0000","24015","CECIL","Upper Eastern Shore","Eastern Shore of Chesapeake Bay","Stormwater",12.892411709999999,10.479409220000001,10.18678856,9.9714989660000004,9.8330731389999997,9.9242820740000006,9.8620629310000005,8.0340130219999999,6.59882933]
["F24015EU1_2982_0000","24015","CECIL","Upper Eastern Shore","Eastern Shore of Chesapeake Bay","Wastewater",0,0,0,0,0,0,0,0]
["F24015SL9_2970_0000","24015","CECIL","Upper Western Shore","Susquehanna River Basin","Agriculture",0,0,0,0,0,0,0,0,0]
["F24015SL9_2970_0000","24015","CECIL","Upper Western Shore","Susquehanna River Basin","Forest",539.69913489999999,445.52632149999999,445.01586159999999,442.91557130000001,442.95943260000001,443.0652829,444.9950485,443.21801349999998,442.0194482]
["F24015SL9_2970_0000","24015","CECIL","Upper Western Shore","Susquehanna River Basin","Non-Tidal Atm",27.906869889999999,16.592010500000001,16.592010500000001,16.592010500000001,16.592010500000001,16.592010500000001,16.592010500000001,16.59201024,16.59201006]
["F24015SL9_2970_0000","24015","CECIL","Upper Western Shore","Susquehanna River Basin","Septic",0,0,0,0,0,0,0,0,0]
["F24015SL9_2970_0000","24015","CECIL","Upper Western Shore","Susquehanna River Basin","Stormwater",15.29092741,11.281774759999999,10.946428300000001,10.955809589999999,10.97461987,10.86133003,0,9.033255166,7.7578064109999998]
["F24015SL9_2970_0000","24015","CECIL","Upper Western Shore","Susquehanna River Basin","Wastewater",0,0,0,0,0,0,0,0]
["F24017PL0_5290_0000","24017","CHARLES","Middle Potomac","Potomac River Basin","Agriculture",376.61478979999998,235.3981421,226.78905710000001,222.19841260000001,212.49215150000001,213.382454,196.4548192,185.0562151,157.2343204]
["F24017PL0_5290_0000","24017","CHARLES","Middle Potomac","Potomac River Basin","Forest",1456.2571109999999,1211.151791,1209.19949,1222.3019409999999,1224.4557259999999,1223.325333,1200.9018860000001,1221.2326660000001,1229.2547830000001]
["F24017PL0_5290_0000","24017","CHARLES","Middle Potomac","Potomac River Basin","Non-Tidal Atm",75.109786990000003,34.946128850000001,34.946128850000001,34.946128850000001,34.946128850000001,34.946128850000001,34.946128850000001,34.946128950000002,34.946129020000001]
["F24017PL0_5290_0000","24017","CHARLES","Middle Potomac","Potomac River Basin","Septic",0,21.415239329999999,21.390949249999998,21.390920640000001,20.39270973,19.324369430000001,0,16.622585669999999,13.44367662]
["F24017PL0_5290_0000","24017","CHARLES","Middle Potomac","Potomac River Basin","Stormwater",91.025984539999996,53.997542379999999,52.466177700000003,52.27951479,51.89863253,51.918796059999998,164.9474793,45.633975710000001,41.079174379999998]
["F24017PL0_5290_0000","24017","CHARLES","Middle Potomac","Potomac River Basin","Wastewater",0,0,0,0,0,0,0,0]
["F24017PL0_5390_0000","24017","CHARLES","Lower Potomac","Potomac River Basin","Agriculture",4.2283677150000001,2.6938758809999999,2.4718996949999998,2.4363808709999999,2.3566980289999999,2.3380364290000002,2.1892856169999999,1.973929066,1.6419486459999999]
["F24017PL0_5390_0000","24017","CHARLES","Lower Potomac","Potomac River Basin","Forest",415.09191520000002,340.76616089999999,350.75430299999999,357.22842980000001,357.68436430000003,351.25838479999999,348.73616980000003,354.13065649999999,356.38155890000002]
["F24017PL0_5390_0000","24017","CHARLES","Lower Potomac","Potomac River Basin","Non-Tidal Atm",150.2357025,69.899742130000007,69.899742130000007,69.899742130000007,69.899742130000007,69.899742130000007,69.899742130000007,69.899742110000005,69.899742099999997]
["F24017PL0_5390_0000","24017","CHARLES","Lower Potomac","Potomac River Basin","Septic",0,0,0,0,0,0,0,0,0]
["F24017PL0_5390_0000","24017","CHARLES","Lower Potomac","Potomac River Basin","Stormwater",3274.3428960000001,2714.2300420000001,2617.3409430000002,2513.4998780000001,2499.9243470000001,2538.5990900000002,2580.6664740000001,2191.0107290000001,1906.790587]
["F24017PL0_5390_0000","24017","CHARLES","Lower Potomac","Potomac River Basin","Wastewater",22577,14876.990229999999,9721.4316409999992,6028.9028319999998,6621.0249020000001,2554.548096,2642.5939939999998,7543.2446559999998,6091.12]
["F24017PL0_5391_0000","24017","CHARLES","Lower Potomac","Potomac River Basin","Agriculture",208.27872379999999,130.33453829999999,119.37930710000001,116.84443090000001,112.9151835,113.4606884,104.2189691,95.574515109999993,79.704653750000006]
["F24017PL0_5391_0000","24017","CHARLES","Lower Potomac","Potomac River Basin","Forest",940.63867189999996,780.40895460000002,781.96466829999997,791.15709690000006,791.9531174,790.08298109999998,789.79029849999995,789.72017229999994,794.89050840000004]
["F24017PL0_5391_0000","24017","CHARLES","Lower Potomac","Potomac River Basin","Non-Tidal Atm",75.109786990000003,34.946128850000001,34.946128850000001,34.946128850000001,34.946128850000001,34.946128850000001,34.946128850000001,34.946128950000002,34.946129020000001]
["F24017PL0_5391_0000","24017","CHARLES","Lower Potomac","Potomac River Basin","Septic",0,0,0,0,0,0,0,0,0]
["F24017PL0_5391_0000","24017","CHARLES","Lower Potomac","Potomac River Basin","Stormwater",977.48361199999999,796.71823119999999,768.77787780000006,740.64718630000004,734.45330809999996,746.94598389999999,758.45890810000003,645.69180259999996,563.63441909999995]
["F24017PL0_5391_0000","24017","CHARLES","Lower Potomac","Potomac River Basin","Wastewater",0,0,0,0,0,0,0,0]
["F24017PL0_5392_0000","24017","CHARLES","Lower Potomac","Potomac River Basin","Agriculture",0,0,0,0,0,0,0,0,0]
["F24017PL0_5392_0000","24017","CHARLES","Lower Potomac","Potomac River Basin","Forest",923.76660919999995,760.62510680000003,758.69166559999996,766.54821010000001,767.00608060000002,766.37601849999999,767.08308790000001,766.22784750000005,771.25196879999999]
["F24017PL0_5392_0000","24017","CHARLES","Lower Potomac","Potomac River Basin","Non-Tidal Atm",14.31429005,6.6599688529999996,6.6599688529999996,6.6599688529999996,6.6599688529999996,6.6599688529999996,6.6599688529999996,6.6599688720000003,6.6599688849999996]
["F24017PL0_5392_0000","24017","CHARLES","Lower Potomac","Potomac River Basin","Septic",0,0,0,0,0,0,0,0,0]
["F24017PL0_5392_0000","24017","CHARLES","Lower Potomac","Potomac River Basin","Stormwater",0,0,0,0,0,0,0,0,0]
["F24017PL0_5392_0000","24017","CHARLES","Lower Potomac","Potomac River Basin","Wastewater",0,0,0,0,0,0,0,0]
["F24017PL0_5440_0000","24017","CHARLES","Lower Potomac","Potomac River Basin","Agriculture",0,0,0,0,0,0,0,0,0]
["F24017PL0_5440_0000","24017","CHARLES","Lower Potomac","Potomac River Basin","Forest",19.396361110000001,15.278856810000001,15.317380310000001,15.494885269999999,15.51406014,15.44991553,7.0818211729999998,15.46851783,15.56927617]
["F24017PL0_5440_0000","24017","CHARLES","Lower Potomac","Potomac River Basin","Non-Tidal Atm",0,0,0,0,0,0,0,0,0]
["F24017PL0_5440_0000","24017","CHARLES","Lower Potomac","Potomac River Basin","Septic",0,0,0,0,0,0,0,0,0]
["F24017PL0_5440_0000","24017","CHARLES","Lower Potomac","Potomac River Basin","Stormwater",52.155708320000002,41.741800310000002,40.425859449999997,39.646840099999999,39.376209260000003,39.655320170000003,81.265998839999995,34.586631660000002,30.693813129999999]
["F24017PL0_5440_0000","24017","CHARLES","Lower Potomac","Potomac River Basin","Wastewater",0,0,0,0,0,0,0,0]
["F24017PL0_5450_0000","24017","CHARLES","Lower Potomac","Potomac River Basin","Agriculture",10.761094099999999,6.6951702019999999,6.3587361140000001,6.2550564990000002,5.9894908600000001,6.0125465279999997,5.5347435669999996,5.1473231650000004,4.3397145330000004]
["F24017PL0_5450_0000","24017","CHARLES","Lower Potomac","Potomac River Basin","Forest",104.5361891,86.399860860000004,86.21995115,87.127328399999996,87.22501183,87.141102309999994,87.504000669999996,87.075993409999995,87.646688249999997]
["F24017PL0_5450_0000","24017","CHARLES","Lower Potomac","Potomac River Basin","Non-Tidal Atm",0,0,0,0,0,0,0,0,0]
["F24017PL0_5450_0000","24017","CHARLES","Lower Potomac","Potomac River Basin","Septic",0,0,0,0,0,0,0,0,0]
["F24017PL0_5450_0000","24017","CHARLES","Lower Potomac","Potomac River Basin","Stormwater",2.2196419239999998,1.5010169739999999,1.4590909480000001,1.4549440149999999,1.443467021,1.445338011,0,1.2714841649999999,1.1464129759999999]
["F24017PL0_5450_0000","24017","CHARLES","Lower Potomac","Potomac River Basin","Wastewater",0,0,0,0,0,0,0,0]
["F24017PL0_5580_0000","24017","CHARLES","Lower Potomac","Potomac River Basin","Agriculture",510.95429680000001,319.5265612,292.80677609999998,286.7875416,277.16572530000002,278.39438569999999,255.76161959999999,234.43988479999999,195.52862390000001]
["F24017PL0_5580_0000","24017","CHARLES","Lower Potomac","Potomac River Basin","Forest",300.84401320000001,263.22609610000001,264.07716470000003,267.5926905,268.68820670000002,269.30803209999999,269.62030609999999,266.72706790000001,268.49367000000001]
["F24017PL0_5580_0000","24017","CHARLES","Lower Potomac","Potomac River Basin","Non-Tidal Atm",125.1937027,58.248538969999998,58.248538969999998,58.248538969999998,58.248538969999998,58.248538969999998,58.248538969999998,58.248538879999998,58.24853882]
["F24017PL0_5580_0000","24017","CHARLES","Lower Potomac","Potomac River Basin","Septic",0,0,0,0,0,0,0,0,0]
["F24017PL0_5580_0000","24017","CHARLES","Lower Potomac","Potomac River Basin","Stormwater",5.5491051669999996,3.7525429730000002,3.64772892,3.6408169269999999,3.6082260609999999,3.6133449080000002,0,3.1787108630000001,2.866032159]
["F24017PL0_5580_0000","24017","CHARLES","Lower Potomac","Potomac River Basin","Wastewater",0,0,0,0,0,0,0,0]
["F24017PL0_5581_0000","24017","CHARLES","Lower Potomac","Potomac River Basin","Agriculture",139.47041010000001,87.277551290000005,80.005226210000004,78.335773439999997,75.952374340000006,76.052196690000002,69.842771319999997,64.05696476,53.424790469999998]
["F24017PL0_5581_0000","24017","CHARLES","Lower Potomac","Potomac River Basin","Forest",1047.5415949999999,866.77150730000005,905.06148150000001,925.11988069999995,926.52128990000006,903.56927099999996,892.06059649999997,913.66553260000001,919.40156669999999]
["F24017PL0_5581_0000","24017","CHARLES","Lower Potomac","Potomac River Basin","Non-Tidal Atm",139.49189759999999,64.901031489999994,64.901031489999994,64.901031489999994,64.901031489999994,64.901031489999994,64.901031489999994,64.901031329999995,64.901031230000001]
["F24017PL0_5581_0000","24017","CHARLES","Lower Potomac","Potomac River Basin","Septic",0,0,0,0,0,0,0,0,0]
["F24017PL0_5581_0000","24017","CHARLES","Lower Potomac","Potomac River Basin","Stormwater",12091.921179999999,10003.018099999999,9645.7041229999995,9262.0190430000002,9213.8470460000008,9354.9329830000006,9518.3621829999993,8073.7111329999998,7025.7158060000002]
["F24017PL0_5581_0000","24017","CHARLES","Lower Potomac","Potomac River Basin","Wastewater",254153.5,1505.6180420000001,4164.5649409999996,870.02691649999997,2594.5749510000001,653.03210449999995,675.32128909999994,1665.8259760000001]
["F24017PL0_5584_0000","24017","CHARLES","Lower Potomac","Potomac River Basin","Agriculture",678.29834719999997,424.31853430000001,383.66937680000001,375.6770391,364.3243736,365.745903,335.69737720000001,305.69388290000001,253.7102204]
["F24017PL0_5584_0000","24017","CHARLES","Lower Potomac","Potomac River Basin","Forest",546.45954510000001,470.5397873,471.35460089999998,477.27748300000002,478.87735559999999,479.51775170000002,483.74867440000003,476.07471290000001,479.22145419999998]
["F24017PL0_5584_0000","24017","CHARLES","Lower Potomac","Potomac River Basin","Non-Tidal Atm",0,0,0,0,0,0,0,0,0]
["F24017PL0_5584_0000","24017","CHARLES","Lower Potomac","Potomac River Basin","Septic",0,0,0,0,0,0,0,0,0]
["F24017PL0_5584_0000","24017","CHARLES","Lower Potomac","Potomac River Basin","Stormwater",35.514270779999997,24.016279220000001,23.345460889999998,23.302450180000001,23.096000669999999,23.125410080000002,0,20.343748139999999,18.3426063]
["F24017PL0_5584_0000","24017","CHARLES","Lower Potomac","Potomac River Basin","Wastewater",0,0,0,0,0,0,0,0]
["F24017PL0_5720_0001","24017","CHARLES","Lower Potomac","Potomac River Basin","Agriculture",0,0,0,0,0,0,0,0,0]
["F24017PL0_5720_0001","24017","CHARLES","Lower Potomac","Potomac River Basin","Forest",25.110554459999999,20.677274700000002,20.624732609999999,20.83730912,20.84941208,20.83262813,20.849400039999999,20.917615600000001,21.11287093]
["F24017PL0_5720_0001","24017","CHARLES","Lower Potomac","Potomac River Basin","Non-Tidal Atm",0,0,0,0,0,0,0,0,0]
["F24017PL0_5720_0001","24017","CHARLES","Lower Potomac","Potomac River Basin","Septic",0,0,0,0,0,0,0,0,0]
["F24017PL0_5720_0001","24017","CHARLES","Lower Potomac","Potomac River Basin","Stormwater",0,0,0,0,0,0,0,0,0]
["F24017PL0_5720_0001","24017","CHARLES","Lower Potomac","Potomac River Basin","Wastewater",0,0,0,0,0,0,0,0]
["F24017PL0_5860_0000","24017","CHARLES","Lower Potomac","Potomac River Basin","Agriculture",2228.1839169999998,1393.8141820000001,1277.0562500000001,1250.579637,1210.2229130000001,1214.0167100000001,1115.3669400000001,1022.450055,852.71259169999996]
["F24017PL0_5860_0000","24017","CHARLES","Lower Potomac","Potomac River Basin","Forest",1529.3118890000001,1326.861596,1330.0958479999999,1347.302093,1352.8316580000001,1354.7298579999999,1359.939957,1343.439777,1352.3357289999999]
["F24017PL0_5860_0000","24017","CHARLES","Lower Potomac","Potomac River Basin","Non-Tidal Atm",121.6071014,56.579811100000001,56.579811100000001,56.579811100000001,56.579811100000001,56.579811100000001,56.579811100000001,56.579811229999997,56.579811319999997]
["F24017PL0_5860_0000","24017","CHARLES","Lower Potomac","Potomac River Basin","Septic",0,0,0,0,0,0,0,0,0]
["F24017PL0_5860_0000","24017","CHARLES","Lower Potomac","Potomac River Basin","Stormwater",52.16157913,35.273910520000001,34.288639070000002,34.223930359999997,33.953651430000001,33.965438839999997,0,29.879875250000001,26.940699370000001]
["F24017PL0_5860_0000","24017","CHARLES","Lower Potomac","Potomac River Basin","Wastewater",0,0,0,0,0,0,0,0]
["F24017PL0_5930_0000","24017","CHARLES","Lower Potomac","Potomac River Basin","Agriculture",0,0,0,0,0,0,0,0,0]
["F24017PL0_5930_0000","24017","CHARLES","Lower Potomac","Potomac River Basin","Forest",51.772846700000002,42.631913900000001,42.523571490000002,42.962129349999998,42.985405440000001,42.952478409999998,44.15789247,42.945615510000003,43.226978199999998]
["F24017PL0_5930_0000","24017","CHARLES","Lower Potomac","Potomac River Basin","Non-Tidal Atm",0,0,0,0,0,0,0,0,0]
["F24017PL0_5930_0000","24017","CHARLES","Lower Potomac","Potomac River Basin","Septic",0,0,0,0,0,0,0,0,0]
["F24017PL0_5930_0000","24017","CHARLES","Lower Potomac","Potomac River Basin","Stormwater",8.8785676959999993,6.0040698050000003,5.8363652229999996,5.8294601439999996,5.777347088,5.7813529969999999,0,5.0859369619999999,4.5856514549999998]
["F24017PL0_5930_0000","24017","CHARLES","Lower Potomac","Potomac River Basin","Wastewater",0,0,0,0,0,0,0,0]
["F24019EL0_4892_0000","24019","DORCHESTER","Lower Eastern Shore","Eastern Shore of Chesapeake Bay","Agriculture",0,0,0,0,0,0,0,0,0]
["F24019EL0_4892_0000","24019","DORCHESTER","Lower Eastern Shore","Eastern Shore of Chesapeake Bay","Forest",123.7572985,110.9171791,110.3737211,111.63772299999999,111.705039,111.797462,111.928709,111.22174649999999,111.7870968]
["F24019EL0_4892_0000","24019","DORCHESTER","Lower Eastern Shore","Eastern Shore of Chesapeake Bay","Non-Tidal Atm",259.36630250000002,165.7689972,165.7689972,165.7689972,165.7689972,165.7689972,165.7689972,165.7689982,165.76899890000001]
["F24019EL0_4892_0000","24019","DORCHESTER","Lower Eastern Shore","Eastern Shore of Chesapeake Bay","Septic",0,0,0,0,0,0,0,0,0]
["F24019EL0_4892_0000","24019","DORCHESTER","Lower Eastern Shore","Eastern Shore of Chesapeake Bay","Stormwater",0,0,0,0,0,0,0,0,0]
["F24019EL0_4892_0000","24019","DORCHESTER","Lower Eastern Shore","Eastern Shore of Chesapeake Bay","Wastewater",0,0,0,0,0,0,0,0]
["F24019EL0_5151_0000","24019","DORCHESTER","Lower Eastern Shore","Eastern Shore of Chesapeake Bay","Agriculture",88.716645589999999,70.762454640000001,63.817219000000001,63.234901630000003,62.73695077,62.130540060000001,55.644039290000002,54.295444760000002,47.947595270000001]
["F24019EL0_5151_0000","24019","DORCHESTER","Lower Eastern Shore","Eastern Shore of Chesapeake Bay","Forest",401.35985190000002,359.61385159999998,357.85210799999999,361.96741109999999,362.4640885,362.50127789999999,363.06410410000001,360.6018694,362.43504359999997]
["F24019EL0_5151_0000","24019","DORCHESTER","Lower Eastern Shore","Eastern Shore of Chesapeake Bay","Non-Tidal Atm",155.61689759999999,99.459533690000001,99.459533690000001,99.459533690000001,99.459533690000001,99.459533690000001,99.459533690000001,99.459532620000004,99.459531909999995]
["F24019EL0_5151_0000","24019","DORCHESTER","Lower Eastern Shore","Eastern Shore of Chesapeake Bay","Septic",0,0,0,0,0,0,0,0,0]
["F24019EL0_5151_0000","24019","DORCHESTER","Lower Eastern Shore","Eastern Shore of Chesapeake Bay","Stormwater",0,0,0,0,0,0,0,0,0]
["F24019EL0_5151_0000","24019","DORCHESTER","Lower Eastern Shore","Eastern Shore of Chesapeake Bay","Wastewater",0,0,0,0,0,0,0,0]
["F24019EL0_5280_0000","24019","DORCHESTER","Lower Eastern Shore","Eastern Shore of Chesapeake Bay","Agriculture",12951.296850000001,10349.82898,9295.7093609999993,9171.5335230000001,9026.6992169999994,8979.9648770000003,8034.719521,7846.9169680000005,6881.0553719999998]
["F24019EL0_5280_0000","24019","DORCHESTER","Lower Eastern Shore","Eastern Shore of Chesapeake Bay","Forest",20107.898679999998,18007.655149999999,17919.74439,18127.52331,18139.13452,18155.0105,18235.85975,18057.421610000001,18149.206429999998]
["F24019EL0_5280_0000","24019","DORCHESTER","Lower Eastern Shore","Eastern Shore of Chesapeake Bay","Non-Tidal Atm",115628.7969,73901.953129999994,73901.953129999994,73901.953129999994,73901.953129999994,73901.953129999994,73901.953129999994,73901.952950000006,73901.952829999995]
["F24019EL0_5280_0000","24019","DORCHESTER","Lower Eastern Shore","Eastern Shore of Chesapeake Bay","Septic",0,0,0,0,0,0,0,0,0]
["F24019EL0_5280_0000","24019","DORCHESTER","Lower Eastern Shore","Eastern Shore of Chesapeake Bay","Stormwater",282.22025109999998,218.33380890000001,211.3579235,211.35749820000001,211.00320429999999,212.3385925,0,178.04611180000001,155.8382373]
["F24019EL0_5280_0000","24019","DORCHESTER","Lower Eastern Shore","Eastern Shore of Chesapeake Bay","Wastewater",0,42.847068790000002,42.847068790000002,42.847068790000002,42.847068790000002,42.847068790000002,0,34.669245979999999,29.217364109999998]
["F24019EL0_5283_0000","24019","DORCHESTER","Lower Eastern Shore","Eastern Shore of Chesapeake Bay","Agriculture",0,0,0,0,0,0,0,0,0]
["F24019EL0_5283_0000","24019","DORCHESTER","Lower Eastern Shore","Eastern Shore of Chesapeake Bay","Forest",447.45765310000002,401.02838889999998,399.06325720000001,403.63661569999999,403.86856649999999,404.21413610000002,404.67911720000001,402.12955909999999,404.17376030000003]
["F24019EL0_5283_0000","24019","DORCHESTER","Lower Eastern Shore","Eastern Shore of Chesapeake Bay","Non-Tidal Atm",350.1416016,223.7863007,223.7863007,223.7863007,223.7863007,223.7863007,223.7863007,223.78630010000001,223.7862997]
["F24019EL0_5283_0000","24019","DORCHESTER","Lower Eastern Shore","Eastern Shore of Chesapeake Bay","Septic",0,0,0,0,0,0,0,0,0]
["F24019EL0_5283_0000","24019","DORCHESTER","Lower Eastern Shore","Eastern Shore of Chesapeake Bay","Stormwater",0,0,0,0,0,0,0,0,0]
["F24019EL0_5283_0000","24019","DORCHESTER","Lower Eastern Shore","Eastern Shore of Chesapeake Bay","Wastewater",0,0,0,0,0,0,0,0]
["F24019EL0_5284_0000","24019","DORCHESTER","Lower Eastern Shore","Eastern Shore of Chesapeake Bay","Agriculture",0,0,0,0,0,0,0,0,0]
["F24019EL0_5284_0000","24019","DORCHESTER","Lower Eastern Shore","Eastern Shore of Chesapeake Bay","Forest",514.64052579999998,461.24029730000001,458.98010060000001,464.24010470000002,464.83209419999997,464.9043446,470.8414459,462.50684059999998,464.8580005]
["F24019EL0_5284_0000","24019","DORCHESTER","Lower Eastern Shore","Eastern Shore of Chesapeake Bay","Non-Tidal Atm",123.1960983,78.738403320000003,78.738403320000003,78.738403320000003,78.738403320000003,78.738403320000003,78.738403320000003,78.738403239999997,78.73840319]
["F24019EL0_5284_0000","24019","DORCHESTER","Lower Eastern Shore","Eastern Shore of Chesapeake Bay","Septic",0,0,0,0,0,0,0,0,0]
["F24019EL0_5284_0000","24019","DORCHESTER","Lower Eastern Shore","Eastern Shore of Chesapeake Bay","Stormwater",38.778360360000001,30.000069620000001,29.041539190000002,29.03952026,29.016729349999999,29.176300049999998,0,24.46434807,21.412887319999999]
["F24019EL0_5284_0000","24019","DORCHESTER","Lower Eastern Shore","Eastern Shore of Chesapeake Bay","Wastewater",0,0,0,0,0,0,0,0]
["F24019EL0_5590_0000","24019","DORCHESTER","Lower Eastern Shore","Eastern Shore of Chesapeake Bay","Agriculture",126.1200783,101.3381406,89.019753170000001,88.142932999999999,87.086735140000002,86.467433189999994,77.18831892,74.321807800000002,64.52317755]
["F24019EL0_5590_0000","24019","DORCHESTER","Lower Eastern Shore","Eastern Shore of Chesapeake Bay","Forest",206.853632,185.2551479,184.3501282,186.4865399,186.60932450000001,186.76655199999999,187.18814370000001,185.76653329999999,186.7108034]
["F24019EL0_5590_0000","24019","DORCHESTER","Lower Eastern Shore","Eastern Shore of Chesapeake Bay","Non-Tidal Atm",145.89349369999999,93.245063779999995,93.245063779999995,93.245063779999995,93.245063779999995,93.245063779999995,93.245063779999995,93.24506169,93.245060300000006]
["F24019EL0_5590_0000","24019","DORCHESTER","Lower Eastern Shore","Eastern Shore of Chesapeake Bay","Septic",0,0,0,0,0,0,0,0,0]
["F24019EL0_5590_0000","24019","DORCHESTER","Lower Eastern Shore","Eastern Shore of Chesapeake Bay","Stormwater",0,0,0,0,0,0,0,0,0]
["F24019EL0_5590_0000","24019","DORCHESTER","Lower Eastern Shore","Eastern Shore of Chesapeake Bay","Wastewater",0,0,0,0,0,0,0,0]
["F24019EL0_5890_0000","24019","DORCHESTER","Lower Eastern Shore","Eastern Shore of Chesapeake Bay","Agriculture",0,0,0,0,0,0,0,0,0]
["F24019EL0_5890_0000","24019","DORCHESTER","Lower Eastern Shore","Eastern Shore of Chesapeake Bay","Forest",6798.3454590000001,6092.947999,6063.0904540000001,6132.5728760000002,6140.2791749999997,6141.3475639999997,6148.4502560000001,6109.6807150000004,6140.74089]
["F24019EL0_5890_0000","24019","DORCHESTER","Lower Eastern Shore","Eastern Shore of Chesapeake Bay","Non-Tidal Atm",5913.3969729999999,3779.4340820000002,3779.4340820000002,3779.4340820000002,3779.4340820000002,3779.4340820000002,3779.4340820000002,3779.434064,3779.4340520000001]
["F24019EL0_5890_0000","24019","DORCHESTER","Lower Eastern Shore","Eastern Shore of Chesapeake Bay","Septic",0,0,0,0,0,0,0,0,0]
["F24019EL0_5890_0000","24019","DORCHESTER","Lower Eastern Shore","Eastern Shore of Chesapeake Bay","Stormwater",0,0,0,0,0,0,0,0,0]
["F24019EL0_5890_0000","24019","DORCHESTER","Lower Eastern Shore","Eastern Shore of Chesapeake Bay","Wastewater",0,0,0,0,0,0,0,0]
["F24019EM0_4886_0000","24019","DORCHESTER","Choptank","Eastern Shore of Chesapeake Bay","Agriculture",192.4953725,156.2231534,139.4564981,138.22188170000001,137.70492179999999,134.6111372,120.89531599999999,112.9675333,95.308223519999999]
["F24019EM0_4886_0000","24019","DORCHESTER","Choptank","Eastern Shore of Chesapeake Bay","Forest",2147.717682,1924.6695099999999,1915.2298820000001,1937.2080000000001,1939.7446749999999,1940.0054319999999,1942.5714109999999,1926.8472280000001,1934.592126]
["F24019EM0_4886_0000","24019","DORCHESTER","Choptank","Eastern Shore of Chesapeake Bay","Non-Tidal Atm",265.83880620000002,169.90580750000001,169.90580750000001,169.90580750000001,169.90580750000001,169.90580750000001,169.90580750000001,169.9058071,169.90580689999999]
["F24019EM0_4886_0000","24019","DORCHESTER","Choptank","Eastern Shore of Chesapeake Bay","Septic",0,0,0,0,0,0,0,0,0]
["F24019EM0_4886_0000","24019","DORCHESTER","Choptank","Eastern Shore of Chesapeake Bay","Stormwater",0,0,0,0,0,0,0,0,0]
["F24019EM0_4886_0000","24019","DORCHESTER","Choptank","Eastern Shore of Chesapeake Bay","Wastewater",0,0,0,0,0,0,0,0]
["F24019EM0_5260_0000","24019","DORCHESTER","Choptank","Eastern Shore of Chesapeake Bay","Agriculture",11.65366525,9.475276096,8.4313271879999991,8.3173285880000005,8.1521651940000002,8.1239968579999999,7.1383175169999999,6.475879248,5.1722472880000003]
["F24019EM0_5260_0000","24019","DORCHESTER","Choptank","Eastern Shore of Chesapeake Bay","Forest",1073.228668,961.85897450000004,957.14558030000001,968.11536030000002,968.67543030000002,969.50189969999997,973.04731749999996,962.95158130000004,966.82224870000005]
["F24019EM0_5260_0000","24019","DORCHESTER","Choptank","Eastern Shore of Chesapeake Bay","Non-Tidal Atm",3.2362480159999998,2.068384886,2.068384886,2.068384886,2.068384886,2.068384886,2.068384886,2.06838487,2.068384859]
["F24019EM0_5260_0000","24019","DORCHESTER","Choptank","Eastern Shore of Chesapeake Bay","Septic",0,0,0,0,0,0,0,0,0]
["F24019EM0_5260_0000","24019","DORCHESTER","Choptank","Eastern Shore of Chesapeake Bay","Stormwater",17.23482847,13.33336306,12.907351970000001,12.908439639999999,12.87780952,12.967240329999999,0,10.692483989999999,9.2159053390000008]
["F24019EM0_5260_0000","24019","DORCHESTER","Choptank","Eastern Shore of Chesapeake Bay","Wastewater",0,0,0,0,0,0,0,0]
["F24019EM0_5261_0000","24019","DORCHESTER","Choptank","Eastern Shore of Chesapeake Bay","Agriculture",594.33633880000002,483.58031899999997,467.50717170000001,461.99268899999998,460.73745430000002,451.88308890000002,406.77180329999999,383.91324070000002,328.18395340000001]
["F24019EM0_5261_0000","24019","DORCHESTER","Choptank","Eastern Shore of Chesapeake Bay","Forest",3025.9010619999999,2711.3030399999998,2698.0325010000001,2729.070968,2733.6193539999999,2733.0273139999999,2737.5929420000002,2714.3984959999998,2725.3091599999998]
["F24019EM0_5261_0000","24019","DORCHESTER","Choptank","Eastern Shore of Chesapeake Bay","Non-Tidal Atm",486.29721069999999,310.80749509999998,310.80749509999998,310.80749509999998,310.80749509999998,310.80749509999998,310.80749509999998,310.80749420000001,310.80749359999999]
["F24019EM0_5261_0000","24019","DORCHESTER","Choptank","Eastern Shore of Chesapeake Bay","Septic",0,0,0,0,0,0,0,0,0]
["F24019EM0_5261_0000","24019","DORCHESTER","Choptank","Eastern Shore of Chesapeake Bay","Stormwater",3.2315299510000002,2.5000051860000001,2.420128584,2.4165060519999999,2.4159948830000002,2.4313580990000001,0,2.0048406320000001,1.7279819970000001]
["F24019EM0_5261_0000","24019","DORCHESTER","Choptank","Eastern Shore of Chesapeake Bay","Wastewater",0,0,0,0,0,0,0,0]
["F24021PM1_3510_4000","24021","FREDERICK","Upper Potomac","Potomac River Basin","Agriculture",6.4815009610000001,4.660832772,4.3132507269999998,4.1908117200000001,3.9961034949999998,4.029169531,3.7181089850000002,4.0588265879999996,3.889210496]
["F24021PM1_3510_4000","24021","FREDERICK","Upper Potomac","Potomac River Basin","Forest",434.67321779999997,379.5180378,371.61362259999999,372.89641569999998,372.93235779999998,373.098299,373.3251171,376.3445931,379.49857329999998]
["F24021PM1_3510_4000","24021","FREDERICK","Upper Potomac","Potomac River Basin","Non-Tidal Atm",0,0,0,0,0,0,0,0,0]
["F24021PM1_3510_4000","24021","FREDERICK","Upper Potomac","Potomac River Basin","Septic",0,0,0,0,0,0,0,0,0]
["F24021PM1_3510_4000","24021","FREDERICK","Upper Potomac","Potomac River Basin","Stormwater",1.3099092240000001,0.94172138000000005,0.91484618200000001,0.91523271799999995,0.92290508699999996,0.90858477400000004,0,0.87685171299999998,0.85152206699999999]
["F24021PM1_3510_4000","24021","FREDERICK","Upper Potomac","Potomac River Basin","Wastewater",0,0,0,0,0,0,0,0]
["F24021PM1_4000_4290","24021","FREDERICK","Upper Potomac","Potomac River Basin","Agriculture",27.380865570000001,19.639924950000001,17.777072199999999,17.162153799999999,16.533584999999999,16.818474609999999,15.490761880000001,16.710930699999999,16.000169700000001]
["F24021PM1_4000_4290","24021","FREDERICK","Upper Potomac","Potomac River Basin","Forest",816.54911040000002,713.19332120000001,698.40690040000004,700.83515550000004,700.91437919999998,701.24696730000005,704.32487490000005,707.29801759999998,713.22542899999996]
["F24021PM1_4000_4290","24021","FREDERICK","Upper Potomac","Potomac River Basin","Non-Tidal Atm",31.430139539999999,17.806009289999999,17.806009289999999,17.806009289999999,17.806009289999999,17.806009289999999,17.806009289999999,17.806009370000002,17.806009419999999]
["F24021PM1_4000_4290","24021","FREDERICK","Upper Potomac","Potomac River Basin","Septic",0,0,0,0,0,0,0,0,0]
["F24021PM1_4000_4290","24021","FREDERICK","Upper Potomac","Potomac River Basin","Stormwater",17.567368030000001,12.6295538,12.26912928,12.2694397,12.358619689999999,12.18515968,0,11.759579370000001,11.419879440000001]
["F24021PM1_4000_4290","24021","FREDERICK","Upper Potomac","Potomac River Basin","Wastewater",0,0,0,0,0,0,0,0]
["F24021PM3_3040_3340","24021","FREDERICK","Upper Potomac","Potomac River Basin","Agriculture",603.41375960000005,434.36755679999999,405.4415199,393.27836330000002,376.38378690000002,381.91952889999999,351.72353459999999,383.16505030000002,368.31407059999998]
["F24021PM3_3040_3340","24021","FREDERICK","Upper Potomac","Potomac River Basin","Forest",75.812293060000002,77.170784470000001,77.860101459999996,79.024851080000005,80.298611399999999,81.208144660000002,10.523686939999999,78.873261549999995,79.548701609999995]
["F24021PM3_3040_3340","24021","FREDERICK","Upper Potomac","Potomac River Basin","Non-Tidal Atm",1.1799099449999999,0.66844987899999997,0.66844987899999997,0.66844987899999997,0.66844987899999997,0.66844987899999997,0.66844987899999997,0.66844994000000002,0.66844998099999997]
["F24021PM3_3040_3340","24021","FREDERICK","Upper Potomac","Potomac River Basin","Septic",0,0,0,0,0,0,0,0,0]
["F24021PM3_3040_3340","24021","FREDERICK","Upper Potomac","Potomac River Basin","Stormwater",233.1487084,186.23998230000001,181.06837770000001,176.5819473,174.52133939999999,174.34704600000001,381.1136932,171.36154740000001,164.8903272]
["F24021PM3_3040_3340","24021","FREDERICK","Upper Potomac","Potomac River Basin","Wastewater",0,0,0,0,0,0,0,0]
["F24021PM4_3340_3341","24021","FREDERICK","Upper Potomac","Potomac River Basin","Agriculture",1373.253203,988.55209749999995,922.7948146,894.71942260000003,855.48464349999995,869.39035750000005,800.33061469999996,871.91827060000003,838.00057460000005]
["F24021PM4_3340_3341","24021","FREDERICK","Upper Potomac","Potomac River Basin","Forest",20716.242429999998,18107.956910000001,17734.01355,17796.71185,17804.685420000002,17809.143800000002,17706.81781,17959.86148,18110.426769999998]
["F24021PM4_3340_3341","24021","FREDERICK","Upper Potomac","Potomac River Basin","Non-Tidal Atm",0,0,0,0,0,0,0,0,0]
["F24021PM4_3340_3341","24021","FREDERICK","Upper Potomac","Potomac River Basin","Septic",0,0,0,0,0,0,0,0,0]
["F24021PM4_3340_3341","24021","FREDERICK","Upper Potomac","Potomac River Basin","Stormwater",484.87935249999998,348.60749149999998,338.66817099999997,338.37944700000003,336.536768,336.11185940000001,611.60812290000001,324.510492,315.07203939999999]
["F24021PM4_3340_3341","24021","FREDERICK","Upper Potomac","Potomac River Basin","Wastewater",768.56488039999999,405.64410400000003,504.02520750000002,595.03887940000004,707.06451419999996,994.06097409999995,810.21209720000002,473.53410389999999,453.20670150000001]
["F24021PM4_3341_4040","24021","FREDERICK","Upper Potomac","Potomac River Basin","Agriculture",15566.179969999999,11122.254059999999,10270.85677,9922.1801940000005,9534.2236620000003,9686.9456570000002,5548.2251640000004,9472.6380609999997,8940.4922559999995]
["F24021PM4_3341_4040","24021","FREDERICK","Upper Potomac","Potomac River Basin","Forest",684.1585503,875.05717089999996,917.07766340000001,943.87729650000006,976.4356689,999.87885670000003,100.17639920000001,928.3355325,935.84077860000002]
["F24021PM4_3341_4040","24021","FREDERICK","Upper Potomac","Potomac River Basin","Non-Tidal Atm",13.72692013,7.7766637799999998,7.7766637799999998,7.7766637799999998,7.7766637799999998,7.7766637799999998,7.7766637799999998,7.7766637760000004,7.7766637730000001]
["F24021PM4_3341_4040","24021","FREDERICK","Upper Potomac","Potomac River Basin","Septic",0,0,0,0,0,0,0,0,0]
["F24021PM4_3341_4040","24021","FREDERICK","Upper Potomac","Potomac River Basin","Stormwater",5649.5762679999998,4678.3898929999996,4548.679932,4427.6279290000002,4375.3419190000004,4371.0130609999997,9206.8908690000007,4241.5439919999999,4036.7866979999999]
["F24021PM4_3341_4040","24021","FREDERICK","Upper Potomac","Potomac River Basin","Wastewater",22040.699219999999,10948.490229999999,8719.7371210000001,15088.789849999999,11018.19903,4068.688537,3135.883331,12197.068160000001,14515.288850000001]
["F24021PM4_4040_4410","24021","FREDERICK","Upper Potomac","Potomac River Basin","Agriculture",21732.35426,15527.84131,14186.044470000001,13694.089529999999,13166.71732,13397.7749,12315.572469999999,12796.23731,11869.699189999999]
["F24021PM4_4040_4410","24021","FREDERICK","Upper Potomac","Potomac River Basin","Forest",2573.8725279999999,2585.6429440000002,2596.0951770000001,2634.3101430000002,2666.677604,2694.1202079999998,2361.438294,2624.8667190000001,2644.047748]
["F24021PM4_4040_4410","24021","FREDERICK","Upper Potomac","Potomac River Basin","Non-Tidal Atm",588.58612059999996,333.44958500000001,333.44958500000001,333.44958500000001,333.44958500000001,333.44958500000001,333.44958500000001,333.44960049999997,333.44961089999998]
["F24021PM4_4040_4410","24021","FREDERICK","Upper Potomac","Potomac River Basin","Septic",15.819930080000001,12.50751019,13.4254303,13.888830179999999,13.56474972,13.21765995,0,11.58349904,10.355544869999999]
["F24021PM4_4040_4410","24021","FREDERICK","Upper Potomac","Potomac River Basin","Stormwater",801.50890240000001,745.29662159999998,724.63192500000002,705.68717960000004,696.11698909999996,696.71749880000004,1552.3221739999999,666.03448930000002,626.9695322]
["F24021PM4_4040_4410","24021","FREDERICK","Upper Potomac","Potomac River Basin","Wastewater",0,0,0,0,0,0,0,0]
["F24021PM7_4150_4290","24021","FREDERICK","Upper Potomac","Potomac River Basin","Agriculture",387.31940609999998,277.06433959999998,252.9249307,244.2182191,234.93161950000001,238.8849606,219.26585639999999,221.9677944,201.32970349999999]
["F24021PM7_4150_4290","24021","FREDERICK","Upper Potomac","Potomac River Basin","Forest",2955.5494389999999,2590.8937980000001,2539.5396500000002,2549.0237050000001,2550.7952420000001,2552.892456,2461.3994750000002,2563.5754619999998,2579.5993370000001]
["F24021PM7_4150_4290","24021","FREDERICK","Upper Potomac","Potomac River Basin","Non-Tidal Atm",288.30151369999999,163.33050539999999,163.33050539999999,163.33050539999999,163.33050539999999,163.33050539999999,163.33050539999999,163.3304785,163.33046049999999]
["F24021PM7_4150_4290","24021","FREDERICK","Upper Potomac","Potomac River Basin","Septic",0,0,0,0,0,0,0,0,0]
["F24021PM7_4150_4290","24021","FREDERICK","Upper Potomac","Potomac River Basin","Stormwater",780.64073080000003,579.05580999999995,562.9152656,550.75059510000006,543.72048949999999,544.20710750000001,821.85748290000004,509.62498269999998,474.09812749999998]
["F24021PM7_4150_4290","24021","FREDERICK","Upper Potomac","Potomac River Basin","Wastewater",0,0,0,0,0,0,0,0]
["F24021PM7_4200_4410","24021","FREDERICK","Upper Potomac","Potomac River Basin","Agriculture",5757.6846029999997,4144.3094879999999,3868.8061299999999,3751.2209309999998,3587.4454759999999,3644.8800099999999,3355.5695019999998,3429.2096510000001,3136.1453310000002]
["F24021PM7_4200_4410","24021","FREDERICK","Upper Potomac","Potomac River Basin","Forest",3422.2943420000001,3086.4473419999999,3039.256836,3057.4552920000001,3067.613006,3074.752121,3068.0599980000002,3067.2602379999998,3085.929173]
["F24021PM7_4200_4410","24021","FREDERICK","Upper Potomac","Potomac River Basin","Non-Tidal Atm",155.6743927,88.193641659999997,88.193641659999997,88.193641659999997,88.193641659999997,88.193641659999997,88.193641659999997,88.193642539999999,88.193643129999998]
["F24021PM7_4200_4410","24021","FREDERICK","Upper Potomac","Potomac River Basin","Septic",0,0,0,0,0,0,0,0,0]
["F24021PM7_4200_4410","24021","FREDERICK","Upper Potomac","Potomac River Basin","Stormwater",251.71390510000001,233.87420370000001,227.4015674,220.93290329999999,218.17984390000001,217.884964,211.81463239999999,203.5688232,187.68032700000001]
["F24021PM7_4200_4410","24021","FREDERICK","Upper Potomac","Potomac River Basin","Wastewater",2388.0419919999999,4100.3559569999998,5056.7299800000001,5362.9257809999999,5768.8359380000002,7073.1967770000001,7792.0229490000002,2022.691992]
["F24021PM7_4290_4200","24021","FREDERICK","Upper Potomac","Potomac River Basin","Agriculture",88.396433900000005,63.163983090000002,57.783013279999999,55.992227479999997,53.978961900000002,54.658693769999999,50.061317879999997,50.438857480000003,45.542753619999999]
["F24021PM7_4290_4200","24021","FREDERICK","Upper Potomac","Potomac River Basin","Forest",1417.9534149999999,1239.3222040000001,1213.684788,1217.9885139999999,1219.4810680000001,1218.810021,1219.21666,1224.851602,1232.296145]
["F24021PM7_4290_4200","24021","FREDERICK","Upper Potomac","Potomac River Basin","Non-Tidal Atm",114.97779850000001,65.137992859999997,65.137992859999997,65.137992859999997,65.137992859999997,65.137992859999997,65.137992859999997,65.137990180000003,65.137988390000004]
["F24021PM7_4290_4200","24021","FREDERICK","Upper Potomac","Potomac River Basin","Septic",0,0,0,0,0,0,0,0,0]
["F24021PM7_4290_4200","24021","FREDERICK","Upper Potomac","Potomac River Basin","Stormwater",2.7746849060000001,1.994779944,1.937852025,1.9386709929999999,1.9329580070000001,1.9245890379999999,0,1.7795192390000001,1.673964048]
["F24021PM7_4290_4200","24021","FREDERICK","Upper Potomac","Potomac River Basin","Wastewater",0,0,0,0,0,0,0,0]
["F24023PU3_4450_4440","24023","GARRETT","Upper Potomac","Potomac River Basin","Agriculture",301.98389320000001,217.21244340000001,209.318827,212.61858230000001,200.09236659999999,200.46937869999999,184.8054223,194.39655970000001,184.4483816]
["F24023PU3_4450_4440","24023","GARRETT","Upper Potomac","Potomac River Basin","Forest",833.45073319999995,563.20573049999996,556.19325070000002,570.28333659999998,570.32481010000004,569.14734269999997,570.77427669999997,563.99892920000002,569.20271500000001]
["F24023PU3_4450_4440","24023","GARRETT","Upper Potomac","Potomac River Basin","Non-Tidal Atm",382.64129639999999,169.54240419999999,169.54240419999999,169.54240419999999,169.54240419999999,169.54240419999999,169.54240419999999,169.5423801,169.54236399999999]
["F24023PU3_4450_4440","24023","GARRETT","Upper Potomac","Potomac River Basin","Septic",0,0,0,0,0,0,0,0,0]
["F24023PU3_4450_4440","24023","GARRETT","Upper Potomac","Potomac River Basin","Stormwater",41.443944100000003,28.729208320000001,28.325562040000001,28.325951140000001,28.52646116,28.336701909999999,17.144761599999999,26.587342119999999,25.428528839999998]
["F24023PU3_4450_4440","24023","GARRETT","Upper Potomac","Potomac River Basin","Wastewater",0,0,0,0,0,0,0,0]
["F24025SL2_3060_0001","24025","HARFORD","Upper Western Shore","Susquehanna River Basin","Agriculture",115.3277889,64.452424489999999,59.029541620000003,56.779110439999997,54.443001359999997,51.789430269999997,46.175546140000002,43.712858570000002,33.501736549999997]
["F24025SL2_3060_0001","24025","HARFORD","Upper Western Shore","Susquehanna River Basin","Forest",669.53951259999997,538.98828890000004,538.45926099999997,543.22610659999998,543.58142850000002,544.22465520000003,265.54678250000001,540.89674950000006,542.52174179999997]
["F24025SL2_3060_0001","24025","HARFORD","Upper Western Shore","Susquehanna River Basin","Non-Tidal Atm",22.428659440000001,12.31997013,12.31997013,12.31997013,12.31997013,12.31997013,12.31997013,12.31996893,12.319968129999999]
["F24025SL2_3060_0001","24025","HARFORD","Upper Western Shore","Susquehanna River Basin","Septic",0,0,0,0,0,0,0,0,0]
["F24025SL2_3060_0001","24025","HARFORD","Upper Western Shore","Susquehanna River Basin","Stormwater",64.759703869999996,46.429691310000003,45.121761319999997,45.125598910000001,45.43790817,44.853519439999999,1363.412423,37.467568100000001,32.364772619999997]
["F24025SL2_3060_0001","24025","HARFORD","Upper Western Shore","Susquehanna River Basin","Wastewater",0,0,0,0,0,0,0,0]
["F24025SL9_2970_0000","24025","HARFORD","Upper Western Shore","Susquehanna River Basin","Agriculture",0,0,0,0,0,0,0,0,0]
["F24025SL9_2970_0000","24025","HARFORD","Upper Western Shore","Susquehanna River Basin","Forest",0.63855876,0.50928918000000001,0.60340318599999998,0.61385630800000002,0.71851710999999996,0.758756235,0.57478853799999996,0.60497787300000005,0.60602766500000005]
["F24025SL9_2970_0000","24025","HARFORD","Upper Western Shore","Susquehanna River Basin","Non-Tidal Atm",0,0,0,0,0,0,0,0,0]
["F24025SL9_2970_0000","24025","HARFORD","Upper Western Shore","Susquehanna River Basin","Septic",0,0,0,0,0,0,0,0,0]
["F24025SL9_2970_0000","24025","HARFORD","Upper Western Shore","Susquehanna River Basin","Stormwater",27.73079706,23.827564469999999,23.087989570000001,22.32098234,21.69261384,21.626449579999999,22.37169707,17.712955990000001,14.129600269999999]
["F24025SL9_2970_0000","24025","HARFORD","Upper Western Shore","Susquehanna River Basin","Wastewater",0,0,0,0,0,0,0,0]
["F24025WU0_3160_0000","24025","HARFORD","Upper Western Shore","Western Shore of Chesapeake Bay","Agriculture",1914.1015609999999,1071.585988,979.64033470000004,942.59735780000005,901.94267430000002,858.43111190000002,768.1901196,711.54071309999995,532.80763209999998]
["F24025WU0_3160_0000","24025","HARFORD","Upper Western Shore","Western Shore of Chesapeake Bay","Forest",13727.70349,11070.955379999999,11138.28031,11240.035250000001,11337.666230000001,11381.982599999999,11264.0231,11179.990320000001,11207.797]
["F24025WU0_3160_0000","24025","HARFORD","Upper Western Shore","Western Shore of Chesapeake Bay","Non-Tidal Atm",383.58020019999998,210.69900509999999,210.69900509999999,210.69900509999999,210.69900509999999,210.69900509999999,210.69900509999999,210.69900799999999,210.69900999999999]
["F24025WU0_3160_0000","24025","HARFORD","Upper Western Shore","Western Shore of Chesapeake Bay","Septic",0,0,0,0,0,0,0,0,0]
["F24025WU0_3160_0000","24025","HARFORD","Upper Western Shore","Western Shore of Chesapeake Bay","Stormwater",29174.227780000001,23218.40625,22509.3413,21859.239740000001,21316.441409999999,21249.244139999999,21604.030770000001,17443.65828,14066.536260000001]
["F24025WU0_3160_0000","24025","HARFORD","Upper Western Shore","Western Shore of Chesapeake Bay","Wastewater",0,0,0,0,0,0,0,0]
["F24025WU0_3161_0000","24025","HARFORD","Upper Western Shore","Western Shore of Chesapeake Bay","Agriculture",263.59859710000001,147.49225319999999,134.87977849999999,129.8551693,124.02367169999999,118.37646220000001,105.716888,97.994711649999999,73.404667059999994]
["F24025WU0_3161_0000","24025","HARFORD","Upper Western Shore","Western Shore of Chesapeake Bay","Forest",584.31134410000004,252.71486659999999,273.25857350000001,277.17715070000003,300.09226030000002,309.23073099999999,314.9704352,274.23253540000002,274.88184330000001]
["F24025WU0_3161_0000","24025","HARFORD","Upper Western Shore","Western Shore of Chesapeake Bay","Non-Tidal Atm",39.545818330000003,21.722349170000001,21.722349170000001,21.722349170000001,21.722349170000001,21.722349170000001,21.722349170000001,21.722349300000001,21.722349390000002]
["F24025WU0_3161_0000","24025","HARFORD","Upper Western Shore","Western Shore of Chesapeake Bay","Septic",0,0,0,0,0,0,0,0,0]
["F24025WU0_3161_0000","24025","HARFORD","Upper Western Shore","Western Shore of Chesapeake Bay","Stormwater",6180.2972419999996,5562.4506220000003,5392.3645020000004,5229.825135,5094.1963500000002,5078.6210330000004,5076.5496830000002,4169.520896,3354.2918260000001]
["F24025WU0_3161_0000","24025","HARFORD","Upper Western Shore","Western Shore of Chesapeake Bay","Wastewater",0,0,0,0,0,0,0,0]
["F24025WU0_3162_0000","24025","HARFORD","Upper Western Shore","Western Shore of Chesapeake Bay","Agriculture",2863.264381,1603.012843,1508.270665,1440.66713,1381.3155770000001,1316.9393689999999,1179.3050499999999,1150.030966,911.20449989999997]
["F24025WU0_3162_0000","24025","HARFORD","Upper Western Shore","Western Shore of Chesapeake Bay","Forest",12446.050660000001,9985.6619269999992,10009.268190000001,10100.59439,10142.39142,10168.84943,9953.632141,10046.966850000001,10072.09929]
["F24025WU0_3162_0000","24025","HARFORD","Upper Western Shore","Western Shore of Chesapeake Bay","Non-Tidal Atm",4856.0991210000002,2667.4340820000002,2667.4340820000002,2667.4340820000002,2667.4340820000002,2667.4340820000002,2667.4340820000002,2667.4341049999998,2667.4341199999999]
["F24025WU0_3162_0000","24025","HARFORD","Upper Western Shore","Western Shore of Chesapeake Bay","Septic",0,0,0,0,0,0,0,0,0]
["F24025WU0_3162_0000","24025","HARFORD","Upper Western Shore","Western Shore of Chesapeake Bay","Stormwater",10757.686240000001,9052.6009529999992,8776.6305240000002,8529.2578130000002,8312.9457999999995,8295.5301510000008,9225.9348150000005,6811.1905850000003,5500.897293]
["F24025WU0_3162_0000","24025","HARFORD","Upper Western Shore","Western Shore of Chesapeake Bay","Wastewater",57655.308590000001,9855.2216800000006,3475.2890630000002,3426.8216560000001,2192.6796880000002,3411.3096930000002,5937.3461909999996,1764.9395870000001,624.70660220000002]
["F24025WU0_3163_0000","24025","HARFORD","Upper Western Shore","Western Shore of Chesapeake Bay","Agriculture",823.97287500000004,461.39300459999998,434.0318115,414.74747430000002,397.63749819999998,378.99524939999998,340.15252359999999,331.23178940000003,262.69844130000001]
["F24025WU0_3163_0000","24025","HARFORD","Upper Western Shore","Western Shore of Chesapeake Bay","Forest",7460.3836670000001,5982.4467169999998,5975.3806919999997,6026.9719850000001,6030.569305,6037.4440919999997,5986.5095819999997,5997.756558,6012.6738029999997]
["F24025WU0_3163_0000","24025","HARFORD","Upper Western Shore","Western Shore of Chesapeake Bay","Non-Tidal Atm",814.6190186,447.4667053,447.4667053,447.4667053,447.4667053,447.4667053,447.4667053,447.46670690000002,447.46670799999998]
["F24025WU0_3163_0000","24025","HARFORD","Upper Western Shore","Western Shore of Chesapeake Bay","Septic",0,0,0,0,0,0,0,0,0]
["F24025WU0_3163_0000","24025","HARFORD","Upper Western Shore","Western Shore of Chesapeake Bay","Stormwater",193.23469449999999,172.54055109999999,167.2139473,161.74060059999999,157.07038399999999,156.7349767,376.3027725,128.44462590000001,102.59841160000001]
["F24025WU0_3163_0000","24025","HARFORD","Upper Western Shore","Western Shore of Chesapeake Bay","Wastewater",0,0,0,0,0,0,0,0]
["F24025WU0_3164_0000","24025","HARFORD","Upper Western Shore","Western Shore of Chesapeake Bay","Agriculture",2771.3043090000001,1551.94184,1418.304183,1365.323527,1304.953107,1243.340338,1114.749055,1031.397199,773.45920920000003]
["F24025WU0_3164_0000","24025","HARFORD","Upper Western Shore","Western Shore of Chesapeake Bay","Forest",13812.612429999999,11119.265020000001,11110.233249999999,11208.5087,11216.906070000001,11231.5293,11160.60159,11151.90202,11179.681210000001]
["F24025WU0_3164_0000","24025","HARFORD","Upper Western Shore","Western Shore of Chesapeake Bay","Non-Tidal Atm",3499.7160640000002,1922.3790280000001,1922.3790280000001,1922.3790280000001,1922.3790280000001,1922.3790280000001,1922.3790280000001,1922.379027,1922.3790260000001]
["F24025WU0_3164_0000","24025","HARFORD","Upper Western Shore","Western Shore of Chesapeake Bay","Septic",0,0,0,0,0,0,0,0,0]
["F24025WU0_3164_0000","24025","HARFORD","Upper Western Shore","Western Shore of Chesapeake Bay","Stormwater",82.586419579999998,105.0355325,101.789608,98.401752950000002,95.531648160000003,95.319693569999998,410.27191160000001,78.10537995,62.315894589999999]
["F24025WU0_3164_0000","24025","HARFORD","Upper Western Shore","Western Shore of Chesapeake Bay","Wastewater",0,0,0,0,0,0,0,0]
["F24025WU0_3250_0001","24025","HARFORD","Upper Western Shore","Western Shore of Chesapeake Bay","Agriculture",0,0,0,0,0,0,0,0,0]
["F24025WU0_3250_0001","24025","HARFORD","Upper Western Shore","Western Shore of Chesapeake Bay","Forest",1.2378033319999999,0,1.8439321000000002E-2,2.0511550999999999E-2,4.1023109000000002E-2,4.9227728999999998E-2,4.9227728999999998E-2,1.8439318999999999E-2,1.8439317E-2]
["F24025WU0_3250_0001","24025","HARFORD","Upper Western Shore","Western Shore of Chesapeake Bay","Non-Tidal Atm",0,0,0,0,0,0,0,0,0]
["F24025WU0_3250_0001","24025","HARFORD","Upper Western Shore","Western Shore of Chesapeake Bay","Septic",0,0,0,0,0,0,0,0,0]
["F24025WU0_3250_0001","24025","HARFORD","Upper Western Shore","Western Shore of Chesapeake Bay","Stormwater",8.7404251100000003,10.66635275,10.355251790000001,10.19527102,10.04282379,10.024847980000001,10.045836209999999,8.9676717410000002,8.0426183760000001]
["F24025WU0_3250_0001","24025","HARFORD","Upper Western Shore","Western Shore of Chesapeake Bay","Wastewater",0,0,0,0,0,0,0,0]
["F24025WU0_3251_0000","24025","HARFORD","Upper Western Shore","Western Shore of Chesapeake Bay","Agriculture",3576.694579,2002.4468019999999,1830.5281560000001,1761.301224,1687.9115300000001,1604.127637,1435.4502709999999,1329.5468619999999,995.55933249999998]
["F24025WU0_3251_0000","24025","HARFORD","Upper Western Shore","Western Shore of Chesapeake Bay","Forest",7497.9084469999998,6087.8235320000003,6109.9959559999998,6169.2880859999996,6203.3862609999996,6218.8184510000001,6146.0682980000001,6133.0965759999999,6148.4969890000002]
["F24025WU0_3251_0000","24025","HARFORD","Upper Western Shore","Western Shore of Chesapeake Bay","Non-Tidal Atm",2309.4121089999999,1268.5500489999999,1268.5500489999999,1268.5500489999999,1268.5500489999999,1268.5500489999999,1268.5500489999999,1268.550072,1268.550088]
["F24025WU0_3251_0000","24025","HARFORD","Upper Western Shore","Western Shore of Chesapeake Bay","Septic",0,0,0,0,0,0,0,0,0]
["F24025WU0_3251_0000","24025","HARFORD","Upper Western Shore","Western Shore of Chesapeake Bay","Stormwater",7129.3131579999999,5886.7270099999996,5707.7393270000002,5552.5819099999999,5430.126953,5404.8040769999998,5547.3371580000003,4438.4392749999997,3592.2392399999999]
["F24025WU0_3251_0000","24025","HARFORD","Upper Western Shore","Western Shore of Chesapeake Bay","Wastewater",27840.900389999999,16083.240229999999,18856.449219999999,21838.310549999998,19785.429690000001,20980.359380000002,17447.41992,29470.611690000002,36546.720000000001]
["F24025WU0_3252_0000","24025","HARFORD","Upper Western Shore","Western Shore of Chesapeake Bay","Agriculture",987.36412789999997,552.72711990000005,505.26854329999998,486.15449619999998,465.05119430000002,442.82360899999998,396.27503400000001,366.96548339999998,274.76344349999999]
["F24025WU0_3252_0000","24025","HARFORD","Upper Western Shore","Western Shore of Chesapeake Bay","Forest",6243.1813970000003,4974.6184999999996,4976.2378689999996,5020.2952880000003,5032.0865169999997,5039.691742,4948.6068880000003,4994.9921880000002,5007.4950669999998]
["F24025WU0_3252_0000","24025","HARFORD","Upper Western Shore","Western Shore of Chesapeake Bay","Non-Tidal Atm",1356.3819579999999,745.05499269999996,745.05499269999996,745.05499269999996,745.05499269999996,745.05499269999996,745.05499269999996,745.05499129999998,745.05499039999995]
["F24025WU0_3252_0000","24025","HARFORD","Upper Western Shore","Western Shore of Chesapeake Bay","Septic",0,0,0,0,0,0,0,0,0]
["F24025WU0_3252_0000","24025","HARFORD","Upper Western Shore","Western Shore of Chesapeake Bay","Stormwater",1902.8773699999999,1828.711847,1772.5538839999999,1717.846344,1672.4725490000001,1666.6591189999999,2057.9046629999998,1367.5202650000001,1097.4978530000001]
["F24025WU0_3252_0000","24025","HARFORD","Upper Western Shore","Western Shore of Chesapeake Bay","Wastewater",0,0,0,0,0,0,0,0]
["F24025WU0_3253_0000","24025","HARFORD","Upper Western Shore","Western Shore of Chesapeake Bay","Agriculture",737.88810360000002,412.97306309999999,377.9113979,363.33537849999999,347.3546599,330.87363820000002,295.77359180000002,274.33519680000001,205.28439599999999]
["F24025WU0_3253_0000","24025","HARFORD","Upper Western Shore","Western Shore of Chesapeake Bay","Forest",152.55092339999999,150.25657039999999,154.3442579,157.15062280000001,160.39537519999999,162.39897160000001,163.02676959999999,154.96505529999999,155.3789203]
["F24025WU0_3253_0000","24025","HARFORD","Upper Western Shore","Western Shore of Chesapeake Bay","Non-Tidal Atm",0,0,0,0,0,0,0,0,0]
["F24025WU0_3253_0000","24025","HARFORD","Upper Western Shore","Western Shore of Chesapeake Bay","Septic",0,0,0,0,0,0,0,0,0]
["F24025WU0_3253_0000","24025","HARFORD","Upper Western Shore","Western Shore of Chesapeake Bay","Stormwater",500.89644240000001,412.90499119999998,400.29827879999999,388.3879852,378.05369569999999,377.28403470000001,377.64864729999999,309.82695660000002,249.51274190000001]
["F24025WU0_3253_0000","24025","HARFORD","Upper Western Shore","Western Shore of Chesapeake Bay","Wastewater",0,0,0,0,0,0,0,0]
["F24025WU0_3255_0000","24025","HARFORD","Upper Western Shore","Western Shore of Chesapeake Bay","Agriculture",479.53735030000001,268.60997209999999,245.42265889999999,236.32457769999999,225.90588779999999,215.11958039999999,192.9525357,178.5005108,133.88574539999999]
["F24025WU0_3255_0000","24025","HARFORD","Upper Western Shore","Western Shore of Chesapeake Bay","Forest",3345.6538399999999,2688.3687060000002,2685.3235709999999,2708.7038950000001,2710.2303849999998,2713.371811,2691.7179409999999,2695.387976,2702.0975800000001]
["F24025WU0_3255_0000","24025","HARFORD","Upper Western Shore","Western Shore of Chesapeake Bay","Non-Tidal Atm",846.25201419999996,464.84259029999998,464.84259029999998,464.84259029999998,464.84259029999998,464.84259029999998,464.84259029999998,464.84258999999997,464.84258979999998]
["F24025WU0_3255_0000","24025","HARFORD","Upper Western Shore","Western Shore of Chesapeake Bay","Septic",0,0,0,0,0,0,0,0,0]
["F24025WU0_3255_0000","24025","HARFORD","Upper Western Shore","Western Shore of Chesapeake Bay","Stormwater",0,0,0,0,0,0,93.503973000000002,0,0]
["F24025WU0_3255_0000","24025","HARFORD","Upper Western Shore","Western Shore of Chesapeake Bay","Wastewater",0,0,0,0,0,0,0,0]
["F24025WU0_3540_0000","24025","HARFORD","Upper Western Shore","Western Shore of Chesapeake Bay","Agriculture",643.40180280000004,360.12480310000001,338.9576217,323.80375789999999,310.38678640000001,295.8088214,264.98023330000001,258.4663539,204.80550880000001]
["F24025WU0_3540_0000","24025","HARFORD","Upper Western Shore","Western Shore of Chesapeake Bay","Forest",7405.5249629999998,6029.9779509999998,6057.0388030000004,6111.14444,6153.0120550000001,6174.5867310000003,6188.6269830000001,6079.732078,6094.8609280000001]
["F24025WU0_3540_0000","24025","HARFORD","Upper Western Shore","Western Shore of Chesapeake Bay","Non-Tidal Atm",2463.6298830000001,1353.260986,1353.260986,1353.260986,1353.260986,1353.260986,1353.260986,1353.2609580000001,1353.260939]
["F24025WU0_3540_0000","24025","HARFORD","Upper Western Shore","Western Shore of Chesapeake Bay","Septic",0,0,0,0,0,0,0,0,0]
["F24025WU0_3540_0000","24025","HARFORD","Upper Western Shore","Western Shore of Chesapeake Bay","Stormwater",13922.197179999999,10674.768110000001,10349.59347,10060.86694,9807.0610350000006,9787.6862799999999,9389.4299319999991,8036.9275070000003,6495.1502]
["F24025WU0_3540_0000","24025","HARFORD","Upper Western Shore","Western Shore of Chesapeake Bay","Wastewater",0,0,0,0,0,0,0,0]
["F24025WU1_3330_0001","24025","HARFORD","Upper Western Shore","Western Shore of Chesapeake Bay","Agriculture",0,0,0,0,0,0,0,0,0]
["F24025WU1_3330_0001","24025","HARFORD","Upper Western Shore","Western Shore of Chesapeake Bay","Forest",131.76939010000001,103.94624899999999,104.0139305,104.9024501,105.2037449,105.4047398,105.63147979999999,104.6704185,105.1080772]
["F24025WU1_3330_0001","24025","HARFORD","Upper Western Shore","Western Shore of Chesapeake Bay","Non-Tidal Atm",26.44470978,14.525959970000001,14.525959970000001,14.525959970000001,14.525959970000001,14.525959970000001,14.525959970000001,14.52595934,14.525958920000001]
["F24025WU1_3330_0001","24025","HARFORD","Upper Western Shore","Western Shore of Chesapeake Bay","Septic",0,0,0,0,0,0,0,0,0]
["F24025WU1_3330_0001","24025","HARFORD","Upper Western Shore","Western Shore of Chesapeake Bay","Stormwater",90.044440989999998,79.142868039999996,76.73355866,74.659160619999994,72.818000789999999,72.666290279999998,71.807071690000001,62.492087830000003,52.997773940000002]
["F24025WU1_3330_0001","24025","HARFORD","Upper Western Shore","Western Shore of Chesapeake Bay","Wastewater",0,0,0,0,0,0,0,0]
["F24027XU0_4090_4270","24027","HOWARD","Patuxent","Patuxent River Basin","Agriculture",0,0,0,0,0,0,0,0,0]
["F24027XU0_4090_4270","24027","HOWARD","Patuxent","Patuxent River Basin","Forest",2.3567997959999998,1.4216299800000001,1.4651685130000001,1.436384924,1.4474893280000001,1.4387692519999999,1.5673426020000001,1.4586807070000001,1.4543555029999999]
["F24027XU0_4090_4270","24027","HOWARD","Patuxent","Patuxent River Basin","Non-Tidal Atm",0,0,0,0,0,0,0,0,0]
["F24027XU0_4090_4270","24027","HOWARD","Patuxent","Patuxent River Basin","Septic",0,0,0,0,0,0,0,0,0]
["F24027XU0_4090_4270","24027","HOWARD","Patuxent","Patuxent River Basin","Stormwater",59.680589079999997,44.82322121,43.885381700000003,43.188749319999999,42.928510670000001,42.981880189999998,42.310249329999998,41.394106430000001,39.733256249999997]
["F24027XU0_4090_4270","24027","HOWARD","Patuxent","Patuxent River Basin","Wastewater",0,0,0,0,0,0,0,0]
["F24029EU0_3570_0000","24029","KENT","Upper Eastern Shore","Eastern Shore of Chesapeake Bay","Agriculture",14.20841021,12.269736440000001,11.473399949999999,11.23934755,10.871016210000001,10.624979959999999,9.7749850899999995,8.3564641200000001,6.2785069020000002]
["F24029EU0_3570_0000","24029","KENT","Upper Eastern Shore","Eastern Shore of Chesapeake Bay","Forest",6.233950793,4.9570308919999997,4.9343299570000001,5.0092524889999996,5.0193595289999999,5.0471924250000004,5.0096817619999996,4.9536630239999999,4.9665517350000004]
["F24029EU0_3570_0000","24029","KENT","Upper Eastern Shore","Eastern Shore of Chesapeake Bay","Non-Tidal Atm",20.473590850000001,11.403409959999999,11.403409959999999,11.403409959999999,11.403409959999999,11.403409959999999,11.403409959999999,11.40341003,11.40341008]
["F24029EU0_3570_0000","24029","KENT","Upper Eastern Shore","Eastern Shore of Chesapeake Bay","Septic",0,0,0,0,0,0,0,0,0]
["F24029EU0_3570_0000","24029","KENT","Upper Eastern Shore","Eastern Shore of Chesapeake Bay","Stormwater",1.280805945,1.862061024,1.8025085919999999,1.806887031,1.821547985,1.7950370309999999,1.725360811,1.4791862520000001,1.2636380250000001]
["F24029EU0_3570_0000","24029","KENT","Upper Eastern Shore","Eastern Shore of Chesapeake Bay","Wastewater",0,0,0,0,0,0,0,0]
["F24029EU0_3571_0000","24029","KENT","Upper Eastern Shore","Eastern Shore of Chesapeake Bay","Agriculture",9.6865881550000008,9.1269894120000004,8.9175701239999992,8.7059859520000007,8.4267290050000003,8.3729118929999995,7.62218851,6.8006136140000004,5.3893092740000004]
["F24029EU0_3571_0000","24029","KENT","Upper Eastern Shore","Eastern Shore of Chesapeake Bay","Forest",1.11048156,0.95805320900000002,0.96118500900000003,0.97928895500000002,0.98467962799999997,0.99063231399999996,0.99006227400000002,0.96476521500000001,0.96715201900000003]
["F24029EU0_3571_0000","24029","KENT","Upper Eastern Shore","Eastern Shore of Chesapeake Bay","Non-Tidal Atm",0,0,0,0,0,0,0,0,0]
["F24029EU0_3571_0000","24029","KENT","Upper Eastern Shore","Eastern Shore of Chesapeake Bay","Septic",0,0,0,0,0,0,0,0,0]
["F24029EU0_3571_0000","24029","KENT","Upper Eastern Shore","Eastern Shore of Chesapeake Bay","Stormwater",0,0,0,0,0,0,0,0,0]
["F24029EU0_3571_0000","24029","KENT","Upper Eastern Shore","Eastern Shore of Chesapeake Bay","Wastewater",0,0,0,0,0,0,0,0]
["F24029EU0_3725_0000","24029","KENT","Upper Eastern Shore","Eastern Shore of Chesapeake Bay","Agriculture",3.27343852,3.0060536519999999,2.9104496129999999,2.8604813980000001,2.7842865990000001,2.7182648650000001,2.4526079539999999,2.1271510440000001,1.604951998]
["F24029EU0_3725_0000","24029","KENT","Upper Eastern Shore","Eastern Shore of Chesapeake Bay","Forest",0.60938879499999998,0.149807949,0.176411653,0.166346665,0.173441506,0.18750582199999999,0.67729831699999998,0.17690455499999999,0.177233156]
["F24029EU0_3725_0000","24029","KENT","Upper Eastern Shore","Eastern Shore of Chesapeake Bay","Non-Tidal Atm",0,0,0,0,0,0,0,0,0]
["F24029EU0_3725_0000","24029","KENT","Upper Eastern Shore","Eastern Shore of Chesapeake Bay","Septic",0,0,0,0,0,0,0,0,0]
["F24029EU0_3725_0000","24029","KENT","Upper Eastern Shore","Eastern Shore of Chesapeake Bay","Stormwater",14.61192703,13.05762386,12.685575010000001,12.520630840000001,12.5916481,12.39093781,10.363382339999999,9.9697946670000004,8.1592744400000008]
["F24029EU0_3725_0000","24029","KENT","Upper Eastern Shore","Eastern Shore of Chesapeake Bay","Wastewater",0,0,0,0,0,0,0,0]
["F24029EU0_4122_0000","24029","KENT","Upper Eastern Shore","Eastern Shore of Chesapeake Bay","Agriculture",6650.6298370000004,6195.8392379999996,5797.743082,5680.7051190000002,5412.9358009999996,5300.9002140000002,4826.9039140000004,4271.1829740000003,3253.4762350000001]
["F24029EU0_4122_0000","24029","KENT","Upper Eastern Shore","Eastern Shore of Chesapeake Bay","Forest",2274.075272,1885.834595,1879.3221129999999,1910.3189540000001,1916.1263960000001,1920.704788,1930.5884020000001,1886.8905030000001,1891.9360959999999]
["F24029EU0_4122_0000","24029","KENT","Upper Eastern Shore","Eastern Shore of Chesapeake Bay","Non-Tidal Atm",556.87432860000001,310.16848750000003,310.16848750000003,310.16848750000003,310.16848750000003,310.16848750000003,310.16848750000003,310.16848579999998,310.1684846]
["F24029EU0_4122_0000","24029","KENT","Upper Eastern Shore","Eastern Shore of Chesapeake Bay","Septic",0,0,0,0,0,0,0,0,0]
["F24029EU0_4122_0000","24029","KENT","Upper Eastern Shore","Eastern Shore of Chesapeake Bay","Stormwater",89.656416300000004,65.172142269999995,63.087792579999999,63.093570710000002,64.509292599999995,62.826290129999997,0,51.771518639999996,44.227336010000002]
["F24029EU0_4122_0000","24029","KENT","Upper Eastern Shore","Eastern Shore of Chesapeake Bay","Wastewater",0,0,0,0,0,0,0,0]
["F24029EU0_4123_0000","24029","KENT","Upper Eastern Shore","Eastern Shore of Chesapeake Bay","Agriculture",4302.7284099999997,4008.2643619999999,3751.2179839999999,3676.901069,3498.5425749999999,3429.958533,3123.3246899999999,2763.8700720000002,2105.6381299999998]
["F24029EU0_4123_0000","24029","KENT","Upper Eastern Shore","Eastern Shore of Chesapeake Bay","Forest",752.18918610000003,635.90082170000005,636.22648630000003,647.94717790000004,651.05213930000002,653.9704322,655.764904,638.82372659999999,640.55522020000001]
["F24029EU0_4123_0000","24029","KENT","Upper Eastern Shore","Eastern Shore of Chesapeake Bay","Non-Tidal Atm",65.508117679999998,36.486801149999998,36.486801149999998,36.486801149999998,36.486801149999998,36.486801149999998,36.486801149999998,36.486801219999997,36.486801270000001]
["F24029EU0_4123_0000","24029","KENT","Upper Eastern Shore","Eastern Shore of Chesapeake Bay","Septic",0,0,0,0,0,0,0,0,0]
["F24029EU0_4123_0000","24029","KENT","Upper Eastern Shore","Eastern Shore of Chesapeake Bay","Stormwater",25.616119380000001,18.62060928,18.025079730000002,18.028659820000001,18.430019380000001,17.950370790000001,0,14.791858749999999,12.6363781]
["F24029EU0_4123_0000","24029","KENT","Upper Eastern Shore","Eastern Shore of Chesapeake Bay","Wastewater",0,0,0,0,0,0,0,0]
["F24031PL1_4460_4780","24031","MONTGOMERY","Middle Potomac","Potomac River Basin","Agriculture",15.18549541,9.1061372509999998,8.6515337680000002,8.4136675739999998,8.0795523500000002,7.7674803990000001,6.1967890999999997E-2,8.0141611259999994,7.5892460310000001]
["F24031PL1_4460_4780","24031","MONTGOMERY","Middle Potomac","Potomac River Basin","Forest",104.17919449999999,79.035267349999998,83.558142189999998,83.680955890000007,84.902349479999998,86.08854436,13.48589993,83.373391139999995,83.250223770000005]
["F24031PL1_4460_4780","24031","MONTGOMERY","Middle Potomac","Potomac River Basin","Non-Tidal Atm",0,0,0,0,0,0,0,0,0]
["F24031PL1_4460_4780","24031","MONTGOMERY","Middle Potomac","Potomac River Basin","Septic",0,0,0,0,0,0,0,0,0]
["F24031PL1_4460_4780","24031","MONTGOMERY","Middle Potomac","Potomac River Basin","Stormwater",3967.4659419999998,3049.339966,2981.1101079999999,2911.812989,2894.8599859999999,2872.9329830000001,3162.0458979999999,2774.8200919999999,2637.2934140000002]
["F24031PL1_4460_4780","24031","MONTGOMERY","Middle Potomac","Potomac River Basin","Wastewater",1239.5455019999999,1275.1449889999999,1185.4812930000001,1211.9056089999999,892.68612670000005,760.78610230000004,337.16189580000002,1369.1730709999999,1491.6342560000001]
["F24031PL1_4540_0001","24031","MONTGOMERY","Middle Potomac","Potomac River Basin","Agriculture",0,0,0,0,0,0,0,0,0]
["F24031PL1_4540_0001","24031","MONTGOMERY","Middle Potomac","Potomac River Basin","Forest",781.90830989999995,605.70213320000005,611.52209479999999,600.6799049,602.65121269999997,604.79036140000005,578.31208609999999,606.1454827,602.56107469999995]
["F24031PL1_4540_0001","24031","MONTGOMERY","Middle Potomac","Potomac River Basin","Non-Tidal Atm",0,0,0,0,0,0,0,0,0]
["F24031PL1_4540_0001","24031","MONTGOMERY","Middle Potomac","Potomac River Basin","Septic",0,0,0,0,0,0,0,0,0]
["F24031PL1_4540_0001","24031","MONTGOMERY","Middle Potomac","Potomac River Basin","Stormwater",5085.9238240000004,4019.6220699999999,3934.3690179999999,3817.4459219999999,3794.3498530000002,3767.6621100000002,3828.080528,3329.5364209999998,2926.3146889999998]
["F24031PL1_4540_0001","24031","MONTGOMERY","Middle Potomac","Potomac River Basin","Wastewater",0,0,0,0,0,0,0,0]
["F24031PM0_4640_4820","24031","MONTGOMERY","Middle Potomac","Potomac River Basin","Agriculture",0,0,0,0,0,0,0,0,0]
["F24031PM0_4640_4820","24031","MONTGOMERY","Middle Potomac","Potomac River Basin","Forest",27.893367529999999,21.591997259999999,21.544919969999999,21.053867100000001,21.079074980000001,21.074419020000001,20.929848669999998,21.495508220000001,21.462567050000001]
["F24031PM0_4640_4820","24031","MONTGOMERY","Middle Potomac","Potomac River Basin","Non-Tidal Atm",0,0,0,0,0,0,0,0,0]
["F24031PM0_4640_4820","24031","MONTGOMERY","Middle Potomac","Potomac River Basin","Septic",0,0,0,0,0,0,0,0,0]
["F24031PM0_4640_4820","24031","MONTGOMERY","Middle Potomac","Potomac River Basin","Stormwater",16.78566837,13.368280410000001,13.0914681,12.65985012,12.616681809999999,12.5005734,13.211461310000001,12.11384595,11.462097849999999]
["F24031PM0_4640_4820","24031","MONTGOMERY","Middle Potomac","Potomac River Basin","Wastewater",0,0,0,0,0,0,0,0]
["F24031PM1_4250_4500","24031","MONTGOMERY","Middle Potomac","Potomac River Basin","Agriculture",894.78279320000001,535.44093820000001,508.4843515,493.47843790000002,474.13255509999999,457.7093294,429.34747549999997,470.58084810000003,445.31184580000001]
["F24031PM1_4250_4500","24031","MONTGOMERY","Middle Potomac","Potomac River Basin","Forest",110.2526913,127.6721488,134.54894830000001,134.8479585,137.57638170000001,140.15294170000001,138.32229280000001,134.30819339999999,134.14769010000001]
["F24031PM1_4250_4500","24031","MONTGOMERY","Middle Potomac","Potomac River Basin","Non-Tidal Atm",4.0185089109999996,1.974282026,1.974282026,1.974282026,1.974282026,1.974282026,1.974282026,1.9742818769999999,1.9742817770000001]
["F24031PM1_4250_4500","24031","MONTGOMERY","Middle Potomac","Potomac River Basin","Septic",0,0,0,0,0,0,0,0,0]
["F24031PM1_4250_4500","24031","MONTGOMERY","Middle Potomac","Potomac River Basin","Stormwater",2494.8310550000001,1939.679627,1897.882386,1845.8979489999999,1836.6273189999999,1821.6297,1827.828857,1761.882038,1671.21514]
["F24031PM1_4250_4500","24031","MONTGOMERY","Middle Potomac","Potomac River Basin","Wastewater",0,0,0,0,0,0,0,0]
["F24031PM1_4500_4580","24031","MONTGOMERY","Middle Potomac","Potomac River Basin","Agriculture",0,0,0,0,0,0,0,0,0]
["F24031PM1_4500_4580","24031","MONTGOMERY","Middle Potomac","Potomac River Basin","Forest",25.42455507,20.154340149999999,20.11747622,19.663764,19.67483116,19.689426300000001,15.755197109999999,19.993312929999998,19.910537389999998]
["F24031PM1_4500_4580","24031","MONTGOMERY","Middle Potomac","Potomac River Basin","Non-Tidal Atm",3.2636818889999999,1.6034369470000001,1.6034369470000001,1.6034369470000001,1.6034369470000001,1.6034369470000001,1.6034369470000001,1.6034370469999999,1.6034371140000001]
["F24031PM1_4500_4580","24031","MONTGOMERY","Middle Potomac","Potomac River Basin","Septic",0,0,0,0,0,0,0,0,0]
["F24031PM1_4500_4580","24031","MONTGOMERY","Middle Potomac","Potomac River Basin","Stormwater",33.226131430000002,19.059565070000001,18.660551550000001,18.123224740000001,18.032788279999998,17.877430919999998,32.003425589999999,16.425641209999998,14.93570098]
["F24031PM1_4500_4580","24031","MONTGOMERY","Middle Potomac","Potomac River Basin","Wastewater",0,0,0,0,0,0,0,0]
["F24031PM4_4040_4410","24031","MONTGOMERY","Upper Potomac","Potomac River Basin","Agriculture",0,0,0,0,0,0,0,0,0]
["F24031PM4_4040_4410","24031","MONTGOMERY","Upper Potomac","Potomac River Basin","Forest",159.44149400000001,123.7351685,123.2929039,120.4114318,120.4327207,120.4489627,124.2544946,122.7370038,122.36640370000001]
["F24031PM4_4040_4410","24031","MONTGOMERY","Upper Potomac","Potomac River Basin","Non-Tidal Atm",0,0,0,0,0,0,0,0,0]
["F24031PM4_4040_4410","24031","MONTGOMERY","Upper Potomac","Potomac River Basin","Septic",0,0,0,0,0,0,0,0,0]
["F24031PM4_4040_4410","24031","MONTGOMERY","Upper Potomac","Potomac River Basin","Stormwater",29.619273669999998,19.689890389999999,19.166443820000001,19.168840410000001,19.145250319999999,18.888389589999999,0,17.673706030000002,16.678547500000001]
["F24031PM4_4040_4410","24031","MONTGOMERY","Upper Potomac","Potomac River Basin","Wastewater",0,0,0,0,0,0,0,0]
["F24031PM7_4410_4620","24031","MONTGOMERY","Middle Potomac","Potomac River Basin","Agriculture",6982.0401030000003,4209.7915119999998,4022.8707720000002,3907.0467370000001,3757.5893599999999,3631.3035719999998,3405.6101859999999,3555.1099220000001,3243.2693559999998]
["F24031PM7_4410_4620","24031","MONTGOMERY","Middle Potomac","Potomac River Basin","Forest",8256.5545650000004,6704.9125370000002,6710.0516360000001,6567.8884889999999,6580.620758,6596.3380129999996,6441.5891110000002,6664.9425950000004,6634.869901]
["F24031PM7_4410_4620","24031","MONTGOMERY","Middle Potomac","Potomac River Basin","Non-Tidal Atm",207.5596008,101.9733963,101.9733963,101.9733963,101.9733963,101.9733963,101.9733963,101.9734132,101.97342449999999]
["F24031PM7_4410_4620","24031","MONTGOMERY","Middle Potomac","Potomac River Basin","Septic",0,0,0,0,0,0,0,0,0]
["F24031PM7_4410_4620","24031","MONTGOMERY","Middle Potomac","Potomac River Basin","Stormwater",209.5467664,172.3133455,169.3684993,174.73323830000001,181.8711567,174.63206339999999,718.65197760000001,154.5174523,144.6167543]
["F24031PM7_4410_4620","24031","MONTGOMERY","Middle Potomac","Potomac River Basin","Wastewater",2126.298096,2126.298096,2126.298096,2126.298096,2126.298096,2126.298096,1585.780029,1760.4183519999999,1516.4985220000001]
["F24031PM7_4580_4820","24031","MONTGOMERY","Middle Potomac","Potomac River Basin","Agriculture",7290.7318919999998,4362.9825119999996,4142.7079610000001,4022.9797600000002,3862.0662189999998,3728.46378,3497.9881799999998,3482.4866710000001,3042.339144]
["F24031PM7_4580_4820","24031","MONTGOMERY","Middle Potomac","Potomac River Basin","Forest",13370.684810000001,10623.031859999999,10628.697330000001,10401.849179999999,10419.002560000001,10439.85504,10191.56122,10538.37665,10478.16286]
["F24031PM7_4580_4820","24031","MONTGOMERY","Middle Potomac","Potomac River Basin","Non-Tidal Atm",5959.6538090000004,2927.959961,2927.959961,2927.959961,2927.959961,2927.959961,2927.959961,2927.9597979999999,2927.9596889999998]
["F24031PM7_4580_4820","24031","MONTGOMERY","Middle Potomac","Potomac River Basin","Septic",19.723400120000001,19.723400120000001,19.69368935,19.693670269999998,19.69368935,19.69668961,173.30729679999999,15.664997639999999,12.979203160000001]
["F24031PM7_4580_4820","24031","MONTGOMERY","Middle Potomac","Potomac River Basin","Stormwater",9321.8856020000003,7474.7609210000001,7311.5891240000001,7122.9460449999997,7083.3771969999998,7028.23999,7768.250274,6245.9253230000004,5535.4827889999997]
["F24031PM7_4580_4820","24031","MONTGOMERY","Middle Potomac","Potomac River Basin","Wastewater",1908.735962,2175.8849489999998,2304.6921689999999,2156.2318570000002,2111.930069,2223.4639590000002,270.56170650000001,2058.7590060000002,1894.8035629999999]
["F24031PM7_4620_4580","24031","MONTGOMERY","Middle Potomac","Potomac River Basin","Agriculture",2390.4763419999999,1441.0306350000001,1377.1179850000001,1337.4254860000001,1286.341711,1243.532852,1165.874468,1205.268403,1090.7020150000001]
["F24031PM7_4620_4580","24031","MONTGOMERY","Middle Potomac","Potomac River Basin","Forest",2839.963166,2307.2403869999998,2308.8690799999999,2260.0738000000001,2264.7707059999998,2270.067505,2270.5403289999999,2291.6608040000001,2280.1886199999999]
["F24031PM7_4620_4580","24031","MONTGOMERY","Middle Potomac","Potomac River Basin","Non-Tidal Atm",97.373863220000004,47.839469909999998,47.839469909999998,47.839469909999998,47.839469909999998,47.839469909999998,47.839469909999998,47.839472970000003,47.839475010000001]
["F24031PM7_4620_4580","24031","MONTGOMERY","Middle Potomac","Potomac River Basin","Septic",0,10.94528961,10.92879009,10.92881966,10.92879009,10.93045998,0,8.8388884989999994,7.4456207719999998]
["F24031PM7_4620_4580","24031","MONTGOMERY","Middle Potomac","Potomac River Basin","Stormwater",16.255738019999999,18.42001599,18.666549799999999,19.017197370000002,19.046313170000001,18.630890369999999,0,16.700049740000001,15.389049699999999]
["F24031PM7_4620_4580","24031","MONTGOMERY","Middle Potomac","Potomac River Basin","Wastewater",0,0,0,0,0,0,0,0]
["F24031PM7_4820_0001","24031","MONTGOMERY","Middle Potomac","Potomac River Basin","Agriculture",0,0,0,0,0,0,0,0,0]
["F24031PM7_4820_0001","24031","MONTGOMERY","Middle Potomac","Potomac River Basin","Forest",1372.847413,1059.291954,1057.85321,1026.4614939999999,1025.1728780000001,1024.5304759999999,1063.534161,1047.0077839999999,1039.7774999999999]
["F24031PM7_4820_0001","24031","MONTGOMERY","Middle Potomac","Potomac River Basin","Non-Tidal Atm",599.15667719999999,294.36401369999999,294.36401369999999,294.36401369999999,294.36401369999999,294.36401369999999,294.36401369999999,294.36399160000002,294.36397679999999]
["F24031PM7_4820_0001","24031","MONTGOMERY","Middle Potomac","Potomac River Basin","Septic",0,0,0,0,0,0,0,0,0]
["F24031PM7_4820_0001","24031","MONTGOMERY","Middle Potomac","Potomac River Basin","Stormwater",1709.7569840000001,1274.8425440000001,1247.4109149999999,1287.3308939999999,1288.7602079999999,1282.956177,1092.840193,1083.552412,974.31340969999997]
["F24031PM7_4820_0001","24031","MONTGOMERY","Middle Potomac","Potomac River Basin","Wastewater",0,1.669996977,1.669996977,1.669996977,1.669996977,1.669996977,0.298009515,0.84665780499999999,0.29776502300000002]
["F24031XU2_4330_4480","24031","MONTGOMERY","Patuxent","Patuxent River Basin","Agriculture",22.023626889999999,13.20047325,12.54063371,12.179320710000001,11.702991770000001,11.28964429,10.58963338,11.61103548,10.991303329999999]
["F24031XU2_4330_4480","24031","MONTGOMERY","Patuxent","Patuxent River Basin","Forest",1.9884146309999999,2.5579218859999999,2.6517643180000001,2.6422474230000002,2.6885375379999998,2.7336275579999998,2.4264925119999998,2.6472670410000001,2.6442688570000001]
["F24031XU2_4330_4480","24031","MONTGOMERY","Patuxent","Patuxent River Basin","Non-Tidal Atm",0,0,0,0,0,0,0,0,0]
["F24031XU2_4330_4480","24031","MONTGOMERY","Patuxent","Patuxent River Basin","Septic",0,0,0,0,0,0,0,0,0]
["F24031XU2_4330_4480","24031","MONTGOMERY","Patuxent","Patuxent River Basin","Stormwater",4.8106656680000004,3.8924955130000001,3.8147252200000001,3.6760486960000001,3.6563904279999999,3.6289228800000002,4.125438548,3.522126702,3.3270610239999998]
["F24031XU2_4330_4480","24031","MONTGOMERY","Patuxent","Patuxent River Basin","Wastewater",7.6193170549999998,3.3781430719999999,2.7351698880000002,2.8870379920000002,2.8883988860000001,2.6296150680000001,2.3330540659999999,3.534165008,4.0668284220000004]
["F24033PL0_4510_0001","24033","PRINCE GEORGES","Middle Potomac","Potomac River Basin","Agriculture",0,0,0,0,0,0,0,0,0]
["F24033PL0_4510_0001","24033","PRINCE GEORGES","Middle Potomac","Potomac River Basin","Forest",0,0.60177519099999999,1.2208069210000001,1.442706056,1.711911462,1.9776823880000001,2.0653223989999998,1.2208030519999999,1.2208004729999999]
["F24033PL0_4510_0001","24033","PRINCE GEORGES","Middle Potomac","Potomac River Basin","Non-Tidal Atm",0,0,0,0,0,0,0,0,0]
["F24033PL0_4510_0001","24033","PRINCE GEORGES","Middle Potomac","Potomac River Basin","Septic",0,0,0,0,0,0,0,0,0]
["F24033PL0_4510_0001","24033","PRINCE GEORGES","Middle Potomac","Potomac River Basin","Stormwater",113.4485188,80.385622029999993,78.064760210000003,75.173181529999994,74.449859610000004,73.944770820000002,73.936119079999997,72.061397110000001,68.059155039999993]
["F24033PL0_4510_0001","24033","PRINCE GEORGES","Middle Potomac","Potomac River Basin","Wastewater",0,0,0,0,0,0,0,0]
["F24033PL0_4961_0000","24033","PRINCE GEORGES","Middle Potomac","Potomac River Basin","Agriculture",31.21509764,16.808785329999999,15.56526255,15.09336586,14.14773755,13.88812094,0.88146191799999996,13.017186069999999,11.318468409999999]
["F24033PL0_4961_0000","24033","PRINCE GEORGES","Middle Potomac","Potomac River Basin","Forest",438.39754870000002,380.45970720000003,408.34276010000002,413.77745349999998,426.93962199999999,439.18151569999998,135.66700739999999,406.05991719999997,404.53802189999999]
["F24033PL0_4961_0000","24033","PRINCE GEORGES","Middle Potomac","Potomac River Basin","Non-Tidal Atm",24.548740389999999,12.394430160000001,12.394430160000001,12.394430160000001,12.394430160000001,12.394430160000001,12.394430160000001,12.394430209999999,12.39443024]
["F24033PL0_4961_0000","24033","PRINCE GEORGES","Middle Potomac","Potomac River Basin","Septic",0,0,0,0,0,0,0,0,0]
["F24033PL0_4961_0000","24033","PRINCE GEORGES","Middle Potomac","Potomac River Basin","Stormwater",4868.1379390000002,3995.7028799999998,3881.2810060000002,3742.7958990000002,3709.456909,3683.935058,4556.1168909999997,3239.038372,2810.876616]
["F24033PL0_4961_0000","24033","PRINCE GEORGES","Middle Potomac","Potomac River Basin","Wastewater",0,0,0,0,0,0,0,0]
["F24033PL0_5070_0001","24033","PRINCE GEORGES","Middle Potomac","Potomac River Basin","Agriculture",314.747455,168.9714851,161.31902400000001,155.0322596,144.14390549999999,140.40882780000001,132.7098991,144.69803680000001,133.61737869999999]
["F24033PL0_5070_0001","24033","PRINCE GEORGES","Middle Potomac","Potomac River Basin","Forest",739.07216270000004,682.33294679999995,720.73131939999996,726.49577899999997,745.42116550000003,762.83519360000003,788.73045730000001,718.57641430000001,717.13981090000004]
["F24033PL0_5070_0001","24033","PRINCE GEORGES","Middle Potomac","Potomac River Basin","Non-Tidal Atm",140.14079280000001,70.755790709999999,70.755790709999999,70.755790709999999,70.755790709999999,70.755790709999999,70.755790709999999,70.75579304,70.755794589999994]
["F24033PL0_5070_0001","24033","PRINCE GEORGES","Middle Potomac","Potomac River Basin","Septic",0,5.8505320550000004,5.8496122359999996,5.8496098520000004,5.8496122359999996,5.8496561050000002,21.447090150000001,4.8307642819999996,4.1515323129999997]
["F24033PL0_5070_0001","24033","PRINCE GEORGES","Middle Potomac","Potomac River Basin","Stormwater",7269.7942860000003,5701.4154010000002,5540.2890870000001,5352.3031010000004,5297.5200189999996,5270.8809810000002,5207.5490719999998,4875.4090889999998,4432.1557560000001]
["F24033PL0_5070_0001","24033","PRINCE GEORGES","Middle Potomac","Potomac River Basin","Wastewater",0,0,0,0,0,0,0,0]
["F24033PL0_5290_0000","24033","PRINCE GEORGES","Middle Potomac","Potomac River Basin","Agriculture",2947.4477820000002,1581.5051989999999,1517.3422969999999,1456.8127999999999,1354.286341,1318.350056,1247.3671200000001,1299.735547,1154.664381]
["F24033PL0_5290_0000","24033","PRINCE GEORGES","Middle Potomac","Potomac River Basin","Forest",3917.3487850000001,3639.70813,3639.5923160000002,3594.1416009999998,3609.2978670000002,3611.545822,3407.963303,3617.8375639999999,3603.3343960000002]
["F24033PL0_5290_0000","24033","PRINCE GEORGES","Middle Potomac","Potomac River Basin","Non-Tidal Atm",90.042732240000007,45.461730959999997,45.461730959999997,45.461730959999997,45.461730959999997,45.461730959999997,45.461730959999997,45.46173082,45.461730719999998]
["F24033PL0_5290_0000","24033","PRINCE GEORGES","Middle Potomac","Potomac River Basin","Septic",0,19.273309709999999,20.69771004,21.411409379999998,21.41142082,21.41157913,3204.3540039999998,16.345289990000001,13.44367662]
["F24033PL0_5290_0000","24033","PRINCE GEORGES","Middle Potomac","Potomac River Basin","Stormwater",359.62710329999999,305.25402600000001,256.90867429999997,257.53769299999999,260.55988120000001,256.05643650000002,946.50712590000001,219.36991800000001,194.3440804]
["F24033PL0_5290_0000","24033","PRINCE GEORGES","Middle Potomac","Potomac River Basin","Wastewater",0,0,0,0,0,0,0,0]
["F24033PL0_5390_0000","24033","PRINCE GEORGES","Lower Potomac","Potomac River Basin","Agriculture",518.20780779999996,277.73175320000001,260.9924934,250.6886446,234.6536926,228.04124770000001,215.43723790000001,217.21562209999999,188.03104110000001]
["F24033PL0_5390_0000","24033","PRINCE GEORGES","Lower Potomac","Potomac River Basin","Forest",353.91636269999998,350.85146529999997,351.61284260000002,348.0982027,350.7923346,351.32696529999998,356.2822046,349.52803239999997,348.13815890000001]
["F24033PL0_5390_0000","24033","PRINCE GEORGES","Lower Potomac","Potomac River Basin","Non-Tidal Atm",0,0,0,0,0,0,0,0,0]
["F24033PL0_5390_0000","24033","PRINCE GEORGES","Lower Potomac","Potomac River Basin","Septic",0,0,0,0,0,0,0,0,0]
["F24033PL0_5390_0000","24033","PRINCE GEORGES","Lower Potomac","Potomac River Basin","Stormwater",30.282930369999999,21.620279310000001,21.176820759999998,21.17564964,21.461339949999999,21.077659610000001,0,18.12907143,16.097238539999999]
["F24033PL0_5390_0000","24033","PRINCE GEORGES","Lower Potomac","Potomac River Basin","Wastewater",0,0,0,0,0,0,0,0]
["F24033PL1_4540_0001","24033","PRINCE GEORGES","Middle Potomac","Potomac River Basin","Agriculture",35724.237139999997,19131.707020000002,17986.189890000001,17253.897550000002,16114.34224,15705.272720000001,14400.004929999999,15204.1443,13349.44724]
["F24033PL1_4540_0001","24033","PRINCE GEORGES","Middle Potomac","Potomac River Basin","Forest",19282.08252,19369.441900000002,19631.991699999999,19528.546269999999,19780.285769999999,19912.11908,19366.042119999998,19532.072,19465.458869999999]
["F24033PL1_4540_0001","24033","PRINCE GEORGES","Middle Potomac","Potomac River Basin","Non-Tidal Atm",293.39678959999998,148.1333008,148.1333008,148.1333008,148.1333008,148.1333008,148.1333008,148.1332898,148.13328240000001]
["F24033PL1_4540_0001","24033","PRINCE GEORGES","Middle Potomac","Potomac River Basin","Septic",0,0,0,0,0,0,0,0,0]
["F24033PL1_4540_0001","24033","PRINCE GEORGES","Middle Potomac","Potomac River Basin","Stormwater",29532.836719999999,24287.872670000001,23589.497960000001,22733.47754,22488.583009999998,22370.485349999999,24173.027730000002,19979.32213,17572.538240000002]
["F24033PL1_4540_0001","24033","PRINCE GEORGES","Middle Potomac","Potomac River Basin","Wastewater",3690.3420409999999,4069.284576,5145.5465389999999,5258.7315980000003,7804.0167540000002,6499.7403869999998,16263.85792,10211.94908,13589.55078]
["F24033PL1_5060_0000","24033","PRINCE GEORGES","Middle Potomac","Potomac River Basin","Agriculture",0,0,0,0,0,0,0,0,0]
["F24033PL1_5060_0000","24033","PRINCE GEORGES","Middle Potomac","Potomac River Basin","Forest",124.755804,210.45584679999999,289.50123789999998,316.06991290000002,350.59650900000003,384.41798740000002,219.73469539999999,288.2392486,287.39792240000003]
["F24033PL1_5060_0000","24033","PRINCE GEORGES","Middle Potomac","Potomac River Basin","Non-Tidal Atm",0,0,0,0,0,0,0,0,0]
["F24033PL1_5060_0000","24033","PRINCE GEORGES","Middle Potomac","Potomac River Basin","Septic",0,0,0,0,0,0,0,0,0]
["F24033PL1_5060_0000","24033","PRINCE GEORGES","Middle Potomac","Potomac River Basin","Stormwater",17271.315190000001,12952.164059999999,12599.18506,12226.53174,12111.4043,12058.128909999999,12535.36621,10560.949559999999,9202.1258969999999]
["F24033PL1_5060_0000","24033","PRINCE GEORGES","Middle Potomac","Potomac River Basin","Wastewater",0,0,0,0,0,0,0,0]
["F24033PL1_5061_0000","24033","PRINCE GEORGES","Middle Potomac","Potomac River Basin","Agriculture",3147.5765310000002,1688.842036,1594.355442,1530.0548329999999,1428.4417309999999,1390.7374970000001,1314.827779,1332.688173,1158.243326]
["F24033PL1_5061_0000","24033","PRINCE GEORGES","Middle Potomac","Potomac River Basin","Forest",2410.5026699999999,2362.3341380000002,2368.9156419999999,2345.0917290000002,2362.091645,2367.5646740000002,2182.9930420000001,2354.8626949999998,2345.494064]
["F24033PL1_5061_0000","24033","PRINCE GEORGES","Middle Potomac","Potomac River Basin","Non-Tidal Atm",163.70739750000001,82.654296880000004,82.654296880000004,82.654296880000004,82.654296880000004,82.654296880000004,82.654296880000004,82.654296830000007,82.654296799999997]
["F24033PL1_5061_0000","24033","PRINCE GEORGES","Middle Potomac","Potomac River Basin","Septic",0,0,0,0,0,0,0,0,0]
["F24033PL1_5061_0000","24033","PRINCE GEORGES","Middle Potomac","Potomac River Basin","Stormwater",659.02678779999997,479.19115729999999,465.7939015,451.01661680000001,447.33299260000001,443.89347839999999,974.58001709999996,389.55225430000002,338.7244895]
["F24033PL1_5061_0000","24033","PRINCE GEORGES","Middle Potomac","Potomac River Basin","Wastewater",0,0,0,0,0,0,0,0]
["F24033PL1_5230_0001","24033","PRINCE GEORGES","Lower Potomac","Potomac River Basin","Agriculture",1905.4440239999999,1020.251774,974.76725939999994,935.79227560000004,869.88621720000003,847.76917619999995,801.94319559999997,920.56762530000003,884.43453590000001]
["F24033PL1_5230_0001","24033","PRINCE GEORGES","Lower Potomac","Potomac River Basin","Forest",1558.558319,1510.517906,1512.120148,1494.7763440000001,1504.041084,1506.358761,1499.377819,1511.667659,1511.3659990000001]
["F24033PL1_5230_0001","24033","PRINCE GEORGES","Lower Potomac","Potomac River Basin","Non-Tidal Atm",8.1972045900000001,4.1386919019999997,4.1386919019999997,4.1386919019999997,4.1386919019999997,4.1386919019999997,4.1386919019999997,4.1386919239999997,4.138691938]
["F24033PL1_5230_0001","24033","PRINCE GEORGES","Lower Potomac","Potomac River Basin","Septic",0,2.8951759340000001,3.1091449259999999,3.2163560389999999,3.2163569930000002,3.216381073,0,2.7718907860000002,2.5470546930000002]
["F24033PL1_5230_0001","24033","PRINCE GEORGES","Lower Potomac","Potomac River Basin","Stormwater",62.825750360000001,55.078711390000002,51.725897430000003,57.280159949999998,55.258560180000003,57.893161769999999,68.460590359999998,54.172267740000002,55.803181279999997]
["F24033PL1_5230_0001","24033","PRINCE GEORGES","Lower Potomac","Potomac River Basin","Wastewater",63.735591890000002,0,0,0,0,0,0,0]
["F24033PL2_4810_0000","24033","PRINCE GEORGES","Middle Potomac","Potomac River Basin","Agriculture",0,0,0,0,0,0,0,0,0]
["F24033PL2_4810_0000","24033","PRINCE GEORGES","Middle Potomac","Potomac River Basin","Forest",5.5937166810000001,0.90192946799999996,1.924341444,2.292111952,2.7337686419999998,3.1688488389999998,3.3368228119999999,1.919263666,1.915878481]
["F24033PL2_4810_0000","24033","PRINCE GEORGES","Middle Potomac","Potomac River Basin","Non-Tidal Atm",0,0,0,0,0,0,0,0,0]
["F24033PL2_4810_0000","24033","PRINCE GEORGES","Middle Potomac","Potomac River Basin","Septic",0,0,0,0,0,0,0,0,0]
["F24033PL2_4810_0000","24033","PRINCE GEORGES","Middle Potomac","Potomac River Basin","Stormwater",213.0523872,212.1481934,206.679451,201.90400700000001,200.28398899999999,199.53018950000001,199.17552950000001,174.05014489999999,152.29727410000001]
["F24033PL2_4810_0000","24033","PRINCE GEORGES","Middle Potomac","Potomac River Basin","Wastewater",0,0,0,0,0,0,0,0]
["F24033PL2_4811_0000","24033","PRINCE GEORGES","Middle Potomac","Potomac River Basin","Agriculture",0,0,0,0,0,0,0,0,0]
["F24033PL2_4811_0000","24033","PRINCE GEORGES","Middle Potomac","Potomac River Basin","Forest",0.224663367,0.19444261400000001,0.282964787,0.31341416900000002,0.35297823699999997,0.39038979600000001,0.44482996899999999,0.28178058499999997,0.28099111700000001]
["F24033PL2_4811_0000","24033","PRINCE GEORGES","Middle Potomac","Potomac River Basin","Non-Tidal Atm",0,0,0,0,0,0,0,0,0]
["F24033PL2_4811_0000","24033","PRINCE GEORGES","Middle Potomac","Potomac River Basin","Septic",0,0,0,0,0,0,0,0,0]
["F24033PL2_4811_0000","24033","PRINCE GEORGES","Middle Potomac","Potomac River Basin","Stormwater",13.168105840000001,10.914085630000001,10.592756509999999,10.174644710000001,10.056121109999999,10.00251293,9.8347640030000001,8.8167410509999993,7.6327307449999999]
["F24033PL2_4811_0000","24033","PRINCE GEORGES","Middle Potomac","Potomac River Basin","Wastewater",0,0,0,0,0,0,0,0]
["F24033PL7_4960_0000","24033","PRINCE GEORGES","Middle Potomac","Potomac River Basin","Agriculture",1436.0856450000001,770.77643490000003,724.55978419999997,694.82546509999997,649.14999179999995,632.85163560000001,597.89881060000005,601.85309370000004,520.04863330000001]
["F24033PL7_4960_0000","24033","PRINCE GEORGES","Middle Potomac","Potomac River Basin","Forest",971.23188789999995,724.73086550000005,715.98815160000004,703.12340730000005,763.9350872,718.64294050000001,912.96918870000002,711.48664120000001,708.48563430000002]
["F24033PL7_4960_0000","24033","PRINCE GEORGES","Middle Potomac","Potomac River Basin","Non-Tidal Atm",126.865799,64.053367609999995,64.053367609999995,64.053367609999995,64.053367609999995,64.053367609999995,64.053367609999995,64.053367870000002,64.053368050000003]
["F24033PL7_4960_0000","24033","PRINCE GEORGES","Middle Potomac","Potomac River Basin","Septic",0,0,0,0,0,0,0,0,0]
["F24033PL7_4960_0000","24033","PRINCE GEORGES","Middle Potomac","Potomac River Basin","Stormwater",4511.3370359999999,4237.3107909999999,4000.9288329999999,3950.7879640000001,3592.219818,3940.9376830000001,3017.098023,3518.2685099999999,3196.4949620000002]
["F24033PL7_4960_0000","24033","PRINCE GEORGES","Middle Potomac","Potomac River Basin","Wastewater",0,0,0,0,0,0,0,0]
["F24033PL7_4980_0000","24033","PRINCE GEORGES","Middle Potomac","Potomac River Basin","Agriculture",735.22501539999996,394.46640710000003,372.30844430000002,357.1599205,333.36496110000002,324.71004260000001,307.08503330000002,311.19698060000002,270.45600480000002]
["F24033PL7_4980_0000","24033","PRINCE GEORGES","Middle Potomac","Potomac River Basin","Forest",631.1772575,609.50624459999995,614.12351230000002,609.00427239999999,614.30356410000002,617.08422849999999,444.28886699999998,610.50000699999998,608.08433679999996]
["F24033PL7_4980_0000","24033","PRINCE GEORGES","Middle Potomac","Potomac River Basin","Non-Tidal Atm",122.78050229999999,61.990730290000002,61.990730290000002,61.990730290000002,61.990730290000002,61.990730290000002,61.990730290000002,61.990730110000001,61.990729989999998]
["F24033PL7_4980_0000","24033","PRINCE GEORGES","Middle Potomac","Potomac River Basin","Septic",0,0,0,0,0,0,0,0,0]
["F24033PL7_4980_0000","24033","PRINCE GEORGES","Middle Potomac","Potomac River Basin","Stormwater",603.60978699999998,501.85099029999998,487.00860590000002,467.61198430000002,462.22329710000002,459.63091279999998,933.98382570000001,405.20118719999999,350.66290809999998]
["F24033PL7_4980_0000","24033","PRINCE GEORGES","Middle Potomac","Potomac River Basin","Wastewater",0,0,6.0900301929999996,6.0900301929999996,6.0900301929999996,6.0900301929999996,6.0900301929999996,6.087029405,6.0850288800000003]
["F24033XL1_4690_0001","24033","PRINCE GEORGES","Patuxent","Patuxent River Basin","Agriculture",360.81967320000001,193.59758669999999,182.26557489999999,174.91358020000001,163.58024689999999,159.2360888,150.50813969999999,159.35310899999999,144.0781317]
["F24033XL1_4690_0001","24033","PRINCE GEORGES","Patuxent","Patuxent River Basin","Forest",292.10526470000002,271.9717617,287.28168199999999,289.95530989999997,298.16356380000002,304.94989880000003,308.20172780000001,286.27975029999999,285.61179579999998]
["F24033XL1_4690_0001","24033","PRINCE GEORGES","Patuxent","Patuxent River Basin","Non-Tidal Atm",0,0,0,0,0,0,0,0,0]
["F24033XL1_4690_0001","24033","PRINCE GEORGES","Patuxent","Patuxent River Basin","Septic",0,0,0,0,0,0,0,0,0]
["F24033XL1_4690_0001","24033","PRINCE GEORGES","Patuxent","Patuxent River Basin","Stormwater",3109.005005,2575.2910160000001,2506.2320549999999,2436.8330080000001,2416.255005,2404.718018,2397.7690429999998,2189.9978500000002,1979.1750460000001]
["F24033XL1_4690_0001","24033","PRINCE GEORGES","Patuxent","Patuxent River Basin","Wastewater",0,0,0,0,0,0,0,0]
["F24033XL1_4691_0000","24033","PRINCE GEORGES","Patuxent","Patuxent River Basin","Agriculture",0,0,0,0,0,0,0,0,0]
["F24033XL1_4691_0000","24033","PRINCE GEORGES","Patuxent","Patuxent River Basin","Forest",34.420854089999999,29.3972497,32.74784863,33.608140939999998,35.123627669999998,36.588954209999997,37.206670289999998,32.571456730000001,32.453862119999997]
["F24033XL1_4691_0000","24033","PRINCE GEORGES","Patuxent","Patuxent River Basin","Non-Tidal Atm",0,0,0,0,0,0,0,0,0]
["F24033XL1_4691_0000","24033","PRINCE GEORGES","Patuxent","Patuxent River Basin","Septic",0,0,0,0,0,0,0,0,0]
["F24033XL1_4691_0000","24033","PRINCE GEORGES","Patuxent","Patuxent River Basin","Stormwater",866.86480710000001,681.56768799999998,663.76501459999997,647.42651369999999,642.38958739999998,639.52801509999995,638.45870979999995,558.27120000000002,487.94199029999999]
["F24033XL1_4691_0000","24033","PRINCE GEORGES","Patuxent","Patuxent River Basin","Wastewater",0,0,0,0,0,0,0,0]
["F24033XU2_4480_4650","24033","PRINCE GEORGES","Patuxent","Patuxent River Basin","Agriculture",1382.2728689999999,741.82278670000005,697.5639122,669.15140510000003,625.5748499,608.74991320000004,575.3371684,654.52685959999997,625.83549119999998]
["F24033XU2_4480_4650","24033","PRINCE GEORGES","Patuxent","Patuxent River Basin","Forest",5608.667633,4982.1029349999999,4972.3432309999998,4905.7266390000004,4918.2503360000001,4920.8470459999999,4816.3295749999997,4970.5783339999998,4969.4017370000001]
["F24033XU2_4480_4650","24033","PRINCE GEORGES","Patuxent","Patuxent River Basin","Non-Tidal Atm",699.22369379999998,353.03140259999998,353.03140259999998,353.03140259999998,353.03140259999998,353.03140259999998,353.03140259999998,353.03139140000002,353.031384]
["F24033XU2_4480_4650","24033","PRINCE GEORGES","Patuxent","Patuxent River Basin","Septic",0,0,0,0,0,0,0,0,0]
["F24033XU2_4480_4650","24033","PRINCE GEORGES","Patuxent","Patuxent River Basin","Stormwater",1548.45597,1284.0805379999999,1246.1059949999999,1196.694733,1184.5121770000001,1175.891815,1469.54187,1151.2369510000001,1087.9909210000001]
["F24033XU2_4480_4650","24033","PRINCE GEORGES","Patuxent","Patuxent River Basin","Wastewater",95733.453129999994,29687.08008,28349,35003.28125,33286.621090000001,34300.421880000002,49456.191409999999,11357.46076,29.767940429999999]
["F24035EM2_4101_0000","24035","QUEEN ANNES","Choptank","Eastern Shore of Chesapeake Bay","Agriculture",232.2348456,172.48997929999999,145.80223369999999,152.34642149999999,148.90211020000001,144.22322700000001,120.6022907,115.61314489999999,95.487085739999998]
["F24035EM2_4101_0000","24035","QUEEN ANNES","Choptank","Eastern Shore of Chesapeake Bay","Forest",6.5588936799999997,8.3279152510000003,8.2947814770000008,8.4163405900000008,8.5346996780000008,8.6920881570000006,8.4336692390000003,8.3446003599999994,8.3778129490000008]
["F24035EM2_4101_0000","24035","QUEEN ANNES","Choptank","Eastern Shore of Chesapeake Bay","Non-Tidal Atm",0,0,0,0,0,0,0,0,0]
["F24035EM2_4101_0000","24035","QUEEN ANNES","Choptank","Eastern Shore of Chesapeake Bay","Septic",0,13.38479042,13.286179539999999,13.286179539999999,13.286179539999999,13.29076004,0,9.7052401130000003,7.3179471620000003]
["F24035EM2_4101_0000","24035","QUEEN ANNES","Choptank","Eastern Shore of Chesapeake Bay","Stormwater",13.93696516,11.67595792,11.14719623,11.10666692,11.163901989999999,10.70083517,14.174825670000001,8.8241587209999999,7.2754670460000002]
["F24035EM2_4101_0000","24035","QUEEN ANNES","Choptank","Eastern Shore of Chesapeake Bay","Wastewater",0,0,0,0,0,0,0,0]
["F24035EU0_4872_0000","24035","QUEEN ANNES","Upper Eastern Shore","Eastern Shore of Chesapeake Bay","Agriculture",1552.6270039999999,1206.6038269999999,1052.773784,1077.600148,1053.0608950000001,1018.67222,858.31783949999999,791.25823109999999,616.91452939999999]
["F24035EU0_4872_0000","24035","QUEEN ANNES","Upper Eastern Shore","Eastern Shore of Chesapeake Bay","Forest",66.956098080000004,75.024541859999999,74.195494170000003,75.692184449999999,76.378402230000006,77.049909589999999,58.796145920000001,74.528189209999994,74.749985899999999]
["F24035EU0_4872_0000","24035","QUEEN ANNES","Upper Eastern Shore","Eastern Shore of Chesapeake Bay","Non-Tidal Atm",0,0,0,0,0,0,0,0,0]
["F24035EU0_4872_0000","24035","QUEEN ANNES","Upper Eastern Shore","Eastern Shore of Chesapeake Bay","Septic",0,0,0,0,0,0,0,0,0]
["F24035EU0_4872_0000","24035","QUEEN ANNES","Upper Eastern Shore","Eastern Shore of Chesapeake Bay","Stormwater",129.7419281,106.3691096,101.66633419999999,98.262092600000003,97.812303540000002,98.026187899999996,193.9297943,79.705200489999996,65.064444719999997]
["F24035EU0_4872_0000","24035","QUEEN ANNES","Upper Eastern Shore","Eastern Shore of Chesapeake Bay","Wastewater",0,0,0,0,0,0,0,0]
["F24037PL0_5980_0000","24037","ST MARYS","Lower Potomac","Potomac River Basin","Agriculture",296.68261080000002,226.2556112,212.27624729999999,212.60326430000001,206.04883860000001,205.7351602,4.8065619469999996,168.97804160000001,140.11257119999999]
["F24037PL0_5980_0000","24037","ST MARYS","Lower Potomac","Potomac River Basin","Forest",462.22616570000002,355.00007629999999,371.32878690000001,361.70845789999998,372.44594760000001,388.0064888,144.8273926,375.11056619999999,377.63175239999998]
["F24037PL0_5980_0000","24037","ST MARYS","Lower Potomac","Potomac River Basin","Non-Tidal Atm",62.430751800000003,33.549350740000001,33.549350740000001,33.549350740000001,33.549350740000001,33.549350740000001,33.549350740000001,33.54935072,33.549350699999998]
["F24037PL0_5980_0000","24037","ST MARYS","Lower Potomac","Potomac River Basin","Septic",0,0,0,0,0,0,0,0,0]
["F24037PL0_5980_0000","24037","ST MARYS","Lower Potomac","Potomac River Basin","Stormwater",1993.1652200000001,1772.4561329999999,1650.4916000000001,1683.3634649999999,1665.5330509999999,1544.0503229999999,2818.9788210000002,1423.4138869999999,1272.0287450000001]
["F24037PL0_5980_0000","24037","ST MARYS","Lower Potomac","Potomac River Basin","Wastewater",565.11090090000005,1164.5629879999999,1199.991943,1664.128052,1573.676025,1044.465942,1037.1209719999999,1622.4299900000001,1904.0553540000001]
["F24037PL0_5981_0000","24037","ST MARYS","Lower Potomac","Potomac River Basin","Agriculture",0,0,0,0,0,0,0,0,0]
["F24037PL0_5981_0000","24037","ST MARYS","Lower Potomac","Potomac River Basin","Forest",0.87741550899999998,0.29223623700000001,1.048682334,1.0191081230000001,1.336289338,1.5414183809999999,1.636744022,1.0516651610000001,1.053653712]
["F24037PL0_5981_0000","24037","ST MARYS","Lower Potomac","Potomac River Basin","Non-Tidal Atm",0,0,0,0,0,0,0,0,0]
["F24037PL0_5981_0000","24037","ST MARYS","Lower Potomac","Potomac River Basin","Septic",0,0,0,0,0,0,0,0,0]
["F24037PL0_5981_0000","24037","ST MARYS","Lower Potomac","Potomac River Basin","Stormwater",83.447386499999993,73.266351700000001,67.955634130000007,65.935259819999999,64.276960369999998,63.154035559999997,63.825953490000003,58.310238750000003,51.879975160000001]
["F24037PL0_5981_0000","24037","ST MARYS","Lower Potomac","Potomac River Basin","Wastewater",0,0,0,0,0,0,0,0]
["F24037PL0_5982_0000","24037","ST MARYS","Lower Potomac","Potomac River Basin","Agriculture",459.93141400000002,350.80240730000003,338.87051989999998,339.7001563,327.93074189999999,327.67568,7.445007801,277.72162700000001,236.95569839999999]
["F24037PL0_5982_0000","24037","ST MARYS","Lower Potomac","Potomac River Basin","Forest",85.95336915,72.962499140000006,88.428426270000003,75.736947529999995,85.516658309999997,100.4433389,87.973632809999998,89.231204329999997,89.766389700000005]
["F24037PL0_5982_0000","24037","ST MARYS","Lower Potomac","Potomac River Basin","Non-Tidal Atm",59.150360110000001,31.786519999999999,31.786519999999999,31.786519999999999,31.786519999999999,31.786519999999999,31.786519999999999,31.786520079999999,31.78652014]
["F24037PL0_5982_0000","24037","ST MARYS","Lower Potomac","Potomac River Basin","Septic",0,0,0,0,0,0,0,0,0]
["F24037PL0_5982_0000","24037","ST MARYS","Lower Potomac","Potomac River Basin","Stormwater",1620.2859510000001,1393.56729,1292.675982,1324.771332,1308.404419,1201.3654180000001,1480.8936759999999,1111.9935660000001,991.53862149999998]
["F24037PL0_5982_0000","24037","ST MARYS","Lower Potomac","Potomac River Basin","Wastewater",0,0,0,0,0,0,0,0]
["F24037PL0_6110_0000","24037","ST MARYS","Lower Potomac","Potomac River Basin","Agriculture",269.55262590000001,205.52231019999999,192.77974929999999,193.10220899999999,187.5276203,186.91498429999999,165.59102669999999,153.48709389999999,127.29199029999999]
["F24037PL0_6110_0000","24037","ST MARYS","Lower Potomac","Potomac River Basin","Forest",269.88081360000001,224.87245179999999,225.00183670000001,228.89983849999999,229.64330580000001,229.10645679999999,241.88156509999999,227.39693170000001,228.99366169999999]
["F24037PL0_6110_0000","24037","ST MARYS","Lower Potomac","Potomac River Basin","Non-Tidal Atm",164.3148041,88.3003006,88.3003006,88.3003006,88.3003006,88.3003006,88.3003006,88.300301149999996,88.300301509999997]
["F24037PL0_6110_0000","24037","ST MARYS","Lower Potomac","Potomac River Basin","Septic",0,0,0,0,0,0,0,0,0]
["F24037PL0_6110_0000","24037","ST MARYS","Lower Potomac","Potomac River Basin","Stormwater",21.421517130000002,15.07020045,14.53181124,14.52886009,14.813549999999999,14.38737965,0,12.815169300000001,11.670741339999999]
["F24037PL0_6110_0000","24037","ST MARYS","Lower Potomac","Potomac River Basin","Wastewater",0,0,0,0,0,0,0,0]
["F24037PL1_5910_0001","24037","ST MARYS","Lower Potomac","Potomac River Basin","Agriculture",0,0,0,0,0,0,0,0,0]
["F24037PL1_5910_0001","24037","ST MARYS","Lower Potomac","Potomac River Basin","Forest",2.7016601570000001,2.086169355,3.1390313280000002,2.1855495720000002,2.827295758,3.849911616,6.6284732220000002,3.1680719229999998,3.187432319]
["F24037PL1_5910_0001","24037","ST MARYS","Lower Potomac","Potomac River Basin","Non-Tidal Atm",0,0,0,0,0,0,0,0,0]
["F24037PL1_5910_0001","24037","ST MARYS","Lower Potomac","Potomac River Basin","Septic",0,0,0,0,0,0,0,0,0]
["F24037PL1_5910_0001","24037","ST MARYS","Lower Potomac","Potomac River Basin","Stormwater",137.59082699999999,114.8270637,106.9602742,108.9695263,107.9291592,100.1262665,89.251117699999995,96.649285180000007,89.775292489999998]
["F24037PL1_5910_0001","24037","ST MARYS","Lower Potomac","Potomac River Basin","Wastewater",0,0,0,0,0,0,0,0]
["F24037WL0_5881_0000","24037","ST MARYS","Patuxent","Western Shore of Chesapeake Bay","Agriculture",0,0,0,0,0,0,0,0,0]
["F24037WL0_5881_0000","24037","ST MARYS","Patuxent","Western Shore of Chesapeake Bay","Forest",6.7049612400000003,5.4539059999999999,5.4386176470000001,5.5267348890000001,5.5289935769999996,5.5139122010000001,5.7555485959999997,5.4664206230000003,5.4849559409999999]
["F24037WL0_5881_0000","24037","ST MARYS","Patuxent","Western Shore of Chesapeake Bay","Non-Tidal Atm",6.5755457880000003,3.5336000919999999,3.5336000919999999,3.5336000919999999,3.5336000919999999,3.5336000919999999,3.5336000919999999,3.5336000780000001,3.5336000689999998]
["F24037WL0_5881_0000","24037","ST MARYS","Patuxent","Western Shore of Chesapeake Bay","Septic",0,0,0,0,0,0,0,0,0]
["F24037WL0_5881_0000","24037","ST MARYS","Patuxent","Western Shore of Chesapeake Bay","Stormwater",0,0,0,0,0,0,0,0,0]
["F24037WL0_5881_0000","24037","ST MARYS","Patuxent","Western Shore of Chesapeake Bay","Wastewater",0,0,0,0,0,0,0,0]
["F24037XL0_4955_0000","24037","ST MARYS","Patuxent","Patuxent River Basin","Agriculture",263.88254310000002,201.91108990000001,195.01605939999999,195.4090601,188.5250983,188.4938142,167.09845000000001,159.76937419999999,136.27158410000001]
["F24037XL0_4955_0000","24037","ST MARYS","Patuxent","Patuxent River Basin","Forest",1015.967888,853.75094979999994,914.4747582,866.41999810000004,905.87671660000001,967.63970189999998,1170.5955120000001,923.52644239999995,929.56089850000001]
["F24037XL0_4955_0000","24037","ST MARYS","Patuxent","Patuxent River Basin","Non-Tidal Atm",164.3148041,88.3003006,88.3003006,88.3003006,88.3003006,88.3003006,88.3003006,88.300301149999996,88.300301509999997]
["F24037XL0_4955_0000","24037","ST MARYS","Patuxent","Patuxent River Basin","Septic",0,0,0,0,0,0,0,0,0]
["F24037XL0_4955_0000","24037","ST MARYS","Patuxent","Patuxent River Basin","Stormwater",10513.16987,8129.8584879999999,7617.6402600000001,7757.5290530000002,7724.9760740000002,7201.4099120000001,6538.0739750000002,6594.9560579999998,5913.1665899999998]
["F24037XL0_4955_0000","24037","ST MARYS","Patuxent","Patuxent River Basin","Wastewater",0,0,4927.2929690000001,5384.2060549999997,5384.2060549999997,5384.2060549999997,0,5128.5537960000001,5262.72768]
["F24037XL0_4956_0000","24037","ST MARYS","Patuxent","Patuxent River Basin","Agriculture",1263.1423589999999,966.3994007,905.91521260000002,907.22138640000003,880.937994,877.81346120000001,777.30154679999998,721.02382499999999,597.76289989999998]
["F24037XL0_4956_0000","24037","ST MARYS","Patuxent","Patuxent River Basin","Forest",2923.172149,2419.5497129999999,2562.8933029999998,2464.0398110000001,2558.514831,2695.9492190000001,3152.445694,2588.574235,2605.6948560000001]
["F24037XL0_4956_0000","24037","ST MARYS","Patuxent","Patuxent River Basin","Non-Tidal Atm",949.71582030000002,510.3630981,510.3630981,510.3630981,510.3630981,510.3630981,510.3630981,510.36309729999999,510.36309679999999]
["F24037XL0_4956_0000","24037","ST MARYS","Patuxent","Patuxent River Basin","Septic",0,0,0,0,0,0,0,0,0]
["F24037XL0_4956_0000","24037","ST MARYS","Patuxent","Patuxent River Basin","Stormwater",20842.48287,16668.710719999999,15552.14919,15845.2456,15740.41894,14597.579830000001,13189.545410000001,13425.92823,12008.4476]
["F24037XL0_4956_0000","24037","ST MARYS","Patuxent","Patuxent River Basin","Wastewater",87239.820309999996,77253.726559999996,78715.828129999994,113043.39840000001,107951.10159999999,132862.79689999999,183086.29689999999,31486.331249999999]
["F24039EL0_5890_0000","24039","SOMERSET","Lower Eastern Shore","Eastern Shore of Chesapeake Bay","Agriculture",0,0,0,0,0,0,0,0,0]
["F24039EL0_5890_0000","24039","SOMERSET","Lower Eastern Shore","Eastern Shore of Chesapeake Bay","Forest",5082.3490599999996,4743.5206749999998,4661.1588890000003,4820.3082279999999,4827.4923099999996,4805.6083070000004,4767.991669,4698.3726239999996,4723.1817799999999]
["F24039EL0_5890_0000","24039","SOMERSET","Lower Eastern Shore","Eastern Shore of Chesapeake Bay","Non-Tidal Atm",6572.2807620000003,5204.1152339999999,5204.1152339999999,5204.1152339999999,5204.1152339999999,5204.1152339999999,5204.1152339999999,5204.1152080000002,5204.1151909999999]
["F24039EL0_5890_0000","24039","SOMERSET","Lower Eastern Shore","Eastern Shore of Chesapeake Bay","Septic",0,0,0,0,0,0,0,0,0]
["F24039EL0_5890_0000","24039","SOMERSET","Lower Eastern Shore","Eastern Shore of Chesapeake Bay","Stormwater",1.2392050029999999,1.076377988,1.0610469579999999,1.0631090400000001,1.076485991,1.0582159760000001,0,0.87895768200000002,0.75756483100000005]
["F24039EL0_5890_0000","24039","SOMERSET","Lower Eastern Shore","Eastern Shore of Chesapeake Bay","Wastewater",0,0,0,0,0,0,0,0]
["F24039EL0_5894_0000","24039","SOMERSET","Lower Eastern Shore","Eastern Shore of Chesapeake Bay","Agriculture",224.30079259999999,283.56682410000002,208.1351344,279.4585257,170.72373490000001,235.45536709999999,196.7720764,201.27563409999999,196.7026339]
["F24039EL0_5894_0000","24039","SOMERSET","Lower Eastern Shore","Eastern Shore of Chesapeake Bay","Forest",12.619848019999999,14.323579970000001,14.228891969999999,14.740540080000001,14.79976272,14.83628392,11.47184712,14.342166629999999,14.41768308]
["F24039EL0_5894_0000","24039","SOMERSET","Lower Eastern Shore","Eastern Shore of Chesapeake Bay","Non-Tidal Atm",0,0,0,0,0,0,0,0,0]
["F24039EL0_5894_0000","24039","SOMERSET","Lower Eastern Shore","Eastern Shore of Chesapeake Bay","Septic",0,0,0,0,0,0,0,0,0]
["F24039EL0_5894_0000","24039","SOMERSET","Lower Eastern Shore","Eastern Shore of Chesapeake Bay","Stormwater",1.635756969,2.5957698819999999,2.5633471010000002,2.4723010059999999,2.5020871160000002,2.441260099,26.913249969999999,1.9772943140000001,1.586592456]
["F24039EL0_5894_0000","24039","SOMERSET","Lower Eastern Shore","Eastern Shore of Chesapeake Bay","Wastewater",0,0,0,0,0,0,0,0]
["F24039EL0_6011_0000","24039","SOMERSET","Lower Eastern Shore","Eastern Shore of Chesapeake Bay","Agriculture",0,0,0,0,0,0,0,0,0]
["F24039EL0_6011_0000","24039","SOMERSET","Lower Eastern Shore","Eastern Shore of Chesapeake Bay","Forest",0.32970387099999998,0.30772434300000001,0.31550702000000003,0.32017732399999999,0.32675783400000002,0.34317378700000001,0.32563035899999998,0.31790755199999998,0.31950790699999998]
["F24039EL0_6011_0000","24039","SOMERSET","Lower Eastern Shore","Eastern Shore of Chesapeake Bay","Non-Tidal Atm",0,0,0,0,0,0,0,0,0]
["F24039EL0_6011_0000","24039","SOMERSET","Lower Eastern Shore","Eastern Shore of Chesapeake Bay","Septic",0,0,0,0,0,0,0,0,0]
["F24039EL0_6011_0000","24039","SOMERSET","Lower Eastern Shore","Eastern Shore of Chesapeake Bay","Stormwater",13.36928284,12.09282196,11.93422925,11.618973260000001,11.747477050000001,11.5566411,11.743366719999999,9.4957639230000002,7.8701203690000003]
["F24039EL0_6011_0000","24039","SOMERSET","Lower Eastern Shore","Eastern Shore of Chesapeake Bay","Wastewater",0,0,0,0,0,0,0,0]
["F24041EM0_4874_0000","24041","TALBOT","Choptank","Eastern Shore of Chesapeake Bay","Agriculture",81.494446920000001,30.124251579999999,25.382313289999999,25.014567490000001,24.945691119999999,24.27376052,15.543224650000001,19.775382570000001,16.03742875]
["F24041EM0_4874_0000","24041","TALBOT","Choptank","Eastern Shore of Chesapeake Bay","Forest",5.7277286649999999,0,0.118910499,4.6660638999999997E-2,7.0697933000000004E-2,0.151293606,0.36904320099999999,0.118910499,0.118910499]
["F24041EM0_4874_0000","24041","TALBOT","Choptank","Eastern Shore of Chesapeake Bay","Non-Tidal Atm",0,0,0,0,0,0,0,0,0]
["F24041EM0_4874_0000","24041","TALBOT","Choptank","Eastern Shore of Chesapeake Bay","Septic",0,0,0,0,0,0,0,0,0]
["F24041EM0_4874_0000","24041","TALBOT","Choptank","Eastern Shore of Chesapeake Bay","Stormwater",37.937480090000001,77.708553080000002,74.868015349999993,73.249381060000005,74.399641029999998,72.593778610000001,76.593700409999997,59.263265259999997,48.860098530000002]
["F24041EM0_4874_0000","24041","TALBOT","Choptank","Eastern Shore of Chesapeake Bay","Wastewater",0,0,0,0,0,0,0,0]
["F24041EU0_4550_0000","24041","TALBOT","Upper Eastern Shore","Eastern Shore of Chesapeake Bay","Agriculture",0,0,0,0,0,0,0,0,0]
["F24041EU0_4550_0000","24041","TALBOT","Upper Eastern Shore","Eastern Shore of Chesapeake Bay","Forest",2.8712550110000001,2.452602803,2.4368820040000001,2.4849937550000001,2.48558776,2.4887224140000002,2.4493560489999999,2.448416913,2.456106852]
["F24041EU0_4550_0000","24041","TALBOT","Upper Eastern Shore","Eastern Shore of Chesapeake Bay","Non-Tidal Atm",7.4428300859999998,4.1599440569999997,4.1599440569999997,4.1599440569999997,4.1599440569999997,4.1599440569999997,4.1599440569999997,4.1599440410000001,4.1599440310000002]
["F24041EU0_4550_0000","24041","TALBOT","Upper Eastern Shore","Eastern Shore of Chesapeake Bay","Septic",0,0,0,0,0,0,0,0,0]
["F24041EU0_4550_0000","24041","TALBOT","Upper Eastern Shore","Eastern Shore of Chesapeake Bay","Stormwater",1.79526019,1.5171524279999999,1.462492586,1.427157998,1.4360259769999999,1.4130209680000001,1.5742499830000001,1.1292094210000001,0.90702064400000004]
["F24041EU0_4550_0000","24041","TALBOT","Upper Eastern Shore","Eastern Shore of Chesapeake Bay","Wastewater",0,0,0,0,0,0,0,0]
["F24043PM7_4150_4290","24043","WASHINGTON","Upper Potomac","Potomac River Basin","Agriculture",150.7367477,111.2128452,106.0957815,103.7275896,101.3610559,101.3974875,96.940012760000002,95.079298750000007,87.734976900000007]
["F24043PM7_4150_4290","24043","WASHINGTON","Upper Potomac","Potomac River Basin","Forest",3554.4259040000002,2984.8022759999999,2979.4147419999999,3019.6610569999998,3019.8693090000002,3015.7931979999998,3031.244095,3016.610369,3041.4074540000001]
["F24043PM7_4150_4290","24043","WASHINGTON","Upper Potomac","Potomac River Basin","Non-Tidal Atm",382.20111079999998,216.36219790000001,216.36219790000001,216.36219790000001,216.36219790000001,216.36219790000001,216.36219790000001,216.36218500000001,216.36217640000001]
["F24043PM7_4150_4290","24043","WASHINGTON","Upper Potomac","Potomac River Basin","Septic",0,0,0,0,0,0,0,0,0]
["F24043PM7_4150_4290","24043","WASHINGTON","Upper Potomac","Potomac River Basin","Stormwater",84.032794949999996,60.172462459999998,58.330183980000001,58.336841579999998,58.359481809999998,58.386821750000003,0,52.961259320000003,49.381976209999998]
["F24043PM7_4150_4290","24043","WASHINGTON","Upper Potomac","Potomac River Basin","Wastewater",0,0,0,0,0,0,0,0]
["F24043PU0_3000_3090","24043","WASHINGTON","Upper Potomac","Potomac River Basin","Agriculture",13.3272247,9.8022701419999994,9.4242277730000001,9.2525037640000001,9.1353080480000006,9.0617678759999993,8.5204092580000008,8.8947368549999997,8.54174291]
["F24043PU0_3000_3090","24043","WASHINGTON","Upper Potomac","Potomac River Basin","Forest",89.027096749999998,74.47315931,74.444788700000004,75.453817369999996,75.541343929999996,75.463819979999997,76.503191950000001,75.631153459999993,76.422063289999997]
["F24043PU0_3000_3090","24043","WASHINGTON","Upper Potomac","Potomac River Basin","Non-Tidal Atm",0,0,0,0,0,0,0,0,0]
["F24043PU0_3000_3090","24043","WASHINGTON","Upper Potomac","Potomac River Basin","Septic",0,0,0,0,0,0,0,0,0]
["F24043PU0_3000_3090","24043","WASHINGTON","Upper Potomac","Potomac River Basin","Stormwater",93.391649369999996,76.780851369999993,74.957294579999996,73.026330950000002,72.885740279999993,73.239080430000001,70.158369059999998,69.639902730000003,66.094974829999998]
["F24043PU0_3000_3090","24043","WASHINGTON","Upper Potomac","Potomac River Basin","Wastewater",0,0,0,0,0,0,0,0]
["F24043PU0_3601_3602","24043","WASHINGTON","Upper Potomac","Potomac River Basin","Agriculture",22.240217600000001,16.20619353,15.48142447,15.16728365,14.863757,14.82532329,14.051678730000001,14.62748339,14.05818934]
["F24043PU0_3601_3602","24043","WASHINGTON","Upper Potomac","Potomac River Basin","Forest",2.393228889,2.302660361,2.3381652979999998,2.3846841900000002,2.4046847599999999,2.4245941050000002,3.0715454069999999,2.374490996,2.398708128]
["F24043PU0_3601_3602","24043","WASHINGTON","Upper Potomac","Potomac River Basin","Non-Tidal Atm",0,0,0,0,0,0,0,0,0]
["F24043PU0_3601_3602","24043","WASHINGTON","Upper Potomac","Potomac River Basin","Septic",0,0,0,0,0,0,0,0,0]
["F24043PU0_3601_3602","24043","WASHINGTON","Upper Potomac","Potomac River Basin","Stormwater",3.0696886179999998,2.3462794420000002,2.2831282019999999,2.2630203959999999,2.2771255969999999,2.2616180190000001,0,2.141025913,2.0462910540000001]
["F24043PU0_3601_3602","24043","WASHINGTON","Upper Potomac","Potomac River Basin","Wastewater",0,0,0,0,0,0,0,0]
["F24043PU0_3611_3530","24043","WASHINGTON","Upper Potomac","Potomac River Basin","Agriculture",0,0,0,0,0,0,0,0,0]
["F24043PU0_3611_3530","24043","WASHINGTON","Upper Potomac","Potomac River Basin","Forest",0.34062499099999999,0.62814581800000002,0.65142045100000001,0.65986345300000004,0.68226322900000003,0.68360044499999995,7.6034613000000001E-2,0.66122745500000002,0.66776545700000001]
["F24043PU0_3611_3530","24043","WASHINGTON","Upper Potomac","Potomac River Basin","Non-Tidal Atm",0,0,0,0,0,0,0,0,0]
["F24043PU0_3611_3530","24043","WASHINGTON","Upper Potomac","Potomac River Basin","Septic",0,0,0,0,0,0,0,0,0]
["F24043PU0_3611_3530","24043","WASHINGTON","Upper Potomac","Potomac River Basin","Stormwater",34.335420489999997,24.704275429999999,24.094426630000001,23.550760270000001,23.51083946,23.61905002,25.372849469999998,22.43081712,21.321744110000001]
["F24043PU0_3611_3530","24043","WASHINGTON","Upper Potomac","Potomac River Basin","Wastewater",0,0,0,0,0,0,0,0]
["F24043PU0_3751_3752","24043","WASHINGTON","Upper Potomac","Potomac River Basin","Agriculture",155.6764087,114.2365812,108.71002559999999,106.26582620000001,104.28882780000001,104.1553711,99.67254484,102.72701840000001,98.73834694]
["F24043PU0_3751_3752","24043","WASHINGTON","Upper Potomac","Potomac River Basin","Forest",12.5807308,12.40500057,12.73203253,13.054856900000001,13.245842100000001,13.396321349999999,13.502946850000001,12.94308389,13.083784789999999]
["F24043PU0_3751_3752","24043","WASHINGTON","Upper Potomac","Potomac River Basin","Non-Tidal Atm",0,0,0,0,0,0,0,0,0]
["F24043PU0_3751_3752","24043","WASHINGTON","Upper Potomac","Potomac River Basin","Septic",0,0,0,0,0,0,0,0,0]
["F24043PU0_3751_3752","24043","WASHINGTON","Upper Potomac","Potomac River Basin","Stormwater",103.75538830000001,81.823558329999997,79.66228735,78.391588209999995,78.35002136,78.55321884,78.322731020000006,74.464822470000001,70.999845879999995]
["F24043PU0_3751_3752","24043","WASHINGTON","Upper Potomac","Potomac River Basin","Wastewater",0,0,0,0,0,0,0,0]
["F24043PU1_3030_3440","24043","WASHINGTON","Upper Potomac","Potomac River Basin","Agriculture",0,0,0,0,0,0,0,0,0]
["F24043PU1_3030_3440","24043","WASHINGTON","Upper Potomac","Potomac River Basin","Forest",2.1979510640000002,1.844906121,1.8414449770000001,1.8654128459999999,1.8654268460000001,1.8628572080000001,1.8617608029999999,1.8703868880000001,1.8896814959999999]
["F24043PU1_3030_3440","24043","WASHINGTON","Upper Potomac","Potomac River Basin","Non-Tidal Atm",0,0,0,0,0,0,0,0,0]
["F24043PU1_3030_3440","24043","WASHINGTON","Upper Potomac","Potomac River Basin","Septic",0,0,0,0,0,0,0,0,0]
["F24043PU1_3030_3440","24043","WASHINGTON","Upper Potomac","Potomac River Basin","Stormwater",0,0,0,0,0,0,0,0,0]
["F24043PU1_3030_3440","24043","WASHINGTON","Upper Potomac","Potomac River Basin","Wastewater",0,0,0,0,0,0,0,0]
["F24043PU1_3100_3690","24043","WASHINGTON","Upper Potomac","Potomac River Basin","Agriculture",0,0,0,0,0,0,0,0,0]
["F24043PU1_3100_3690","24043","WASHINGTON","Upper Potomac","Potomac River Basin","Forest",566.74930189999998,475.4681683,474.56807140000001,480.9510899,481.18744090000001,480.29255110000003,486.35028269999998,482.10446280000002,487.12872370000002]
["F24043PU1_3100_3690","24043","WASHINGTON","Upper Potomac","Potomac River Basin","Non-Tidal Atm",0.895336986,0.50684571300000003,0.50684571300000003,0.50684571300000003,0.50684571300000003,0.50684571300000003,0.50684571300000003,0.50684565199999998,0.50684561100000003]
["F24043PU1_3100_3690","24043","WASHINGTON","Upper Potomac","Potomac River Basin","Septic",0,0,0,0,0,0,0,0,0]
["F24043PU1_3100_3690","24043","WASHINGTON","Upper Potomac","Potomac River Basin","Stormwater",31.342847710000001,23.115823630000001,22.408098809999998,22.410570140000001,22.42535019,22.429849619999999,0,21.15479131,20.319252980000002]
["F24043PU1_3100_3690","24043","WASHINGTON","Upper Potomac","Potomac River Basin","Wastewater",0,0,0,0,0,0,0,0]
["F24043PU2_3080_3640","24043","WASHINGTON","Upper Potomac","Potomac River Basin","Agriculture",16.420622259999998,12.209010989999999,11.610667530000001,11.10953615,10.94553393,10.79863551,10.28034444,10.78184306,10.22929341]
["F24043PU2_3080_3640","24043","WASHINGTON","Upper Potomac","Potomac River Basin","Forest",74.553682809999998,62.751770499999999,62.65889954,63.510982990000002,63.55590582,63.482441420000001,60.738081459999997,63.652252089999998,64.314487130000003]
["F24043PU2_3080_3640","24043","WASHINGTON","Upper Potomac","Potomac River Basin","Non-Tidal Atm",16.422679899999999,9.2967987060000006,9.2967987060000006,9.2967987060000006,9.2967987060000006,9.2967987060000006,9.2967987060000006,9.2967986329999999,9.2967985849999994]
["F24043PU2_3080_3640","24043","WASHINGTON","Upper Potomac","Potomac River Basin","Septic",0,0,0,0,0,0,0,0,0]
["F24043PU2_3080_3640","24043","WASHINGTON","Upper Potomac","Potomac River Basin","Stormwater",0,0,0,0,0,0,9.7853458520000007,0,0]
["F24043PU2_3080_3640","24043","WASHINGTON","Upper Potomac","Potomac River Basin","Wastewater",0,0,0,0,0,0,0,0]
["F24043PU2_3090_4050","24043","WASHINGTON","Upper Potomac","Potomac River Basin","Agriculture",24992.861199999999,18297.315399999999,17443.201990000001,17023.94054,16738.211510000001,16731.384170000001,15984.42057,15947.50596,14950.37527]
["F24043PU2_3090_4050","24043","WASHINGTON","Upper Potomac","Potomac River Basin","Forest",3389.1493829999999,3170.5821380000002,3211.7815399999999,3279.0170889999999,3304.2459709999998,3322.6510320000002,3063.462082,3258.0276909999998,3288.8584580000002]
["F24043PU2_3090_4050","24043","WASHINGTON","Upper Potomac","Potomac River Basin","Non-Tidal Atm",258.99850459999999,146.6177979,146.6177979,146.6177979,146.6177979,146.6177979,146.6177979,146.61776639999999,146.61774539999999]
["F24043PU2_3090_4050","24043","WASHINGTON","Upper Potomac","Potomac River Basin","Septic",0,0,0,0,0,0,0,0,0]
["F24043PU2_3090_4050","24043","WASHINGTON","Upper Potomac","Potomac River Basin","Stormwater",286.23186449999997,234.78271820000001,227.89018780000001,226.848772,226.98506549999999,227.12909880000001,748.40762329999995,209.84332979999999,197.8120911]
["F24043PU2_3090_4050","24043","WASHINGTON","Upper Potomac","Potomac River Basin","Wastewater",0,0,0,0,0,0,0,0]
["F24043PU2_4050_4180","24043","WASHINGTON","Upper Potomac","Potomac River Basin","Agriculture",4680.3287829999999,3452.8280770000001,3285.801289,3206.1879680000002,3147.1160020000002,3145.0313970000002,3006.9217589999998,2962.7377419999998,2747.362044]
["F24043PU2_4050_4180","24043","WASHINGTON","Upper Potomac","Potomac River Basin","Forest",873.61786649999999,794.02772519999996,801.38805769999999,816.65042119999998,821.13651279999999,824.59047320000002,781.17251580000004,811.84696259999998,818.81956579999996]
["F24043PU2_4050_4180","24043","WASHINGTON","Upper Potomac","Potomac River Basin","Non-Tidal Atm",193.3914948,109.47789760000001,109.47789760000001,109.47789760000001,109.47789760000001,109.47789760000001,109.47789760000001,109.4779137,109.4779245]
["F24043PU2_4050_4180","24043","WASHINGTON","Upper Potomac","Potomac River Basin","Septic",0,0,0,0,0,0,0,0,0]
["F24043PU2_4050_4180","24043","WASHINGTON","Upper Potomac","Potomac River Basin","Stormwater",80.371513370000002,61.946886419999998,60.120482809999999,59.838035589999997,59.804924489999998,59.938570499999997,145.1037293,54.623644970000001,50.959086409999998]
["F24043PU2_4050_4180","24043","WASHINGTON","Upper Potomac","Potomac River Basin","Wastewater",0,0,0,0,0,0,0,0]
["F24043PU3_3390_3730","24043","WASHINGTON","Upper Potomac","Potomac River Basin","Agriculture",169.1519285,123.5972763,117.8058444,115.2770579,112.94575020000001,113.3964259,107.9478917,110.2803591,105.26336879999999]
["F24043PU3_3390_3730","24043","WASHINGTON","Upper Potomac","Potomac River Basin","Forest",13.85397435,11.54593522,12.01506695,12.319837209999999,12.64968026,12.80088806,11.60094082,12.19614748,12.31686783]
["F24043PU3_3390_3730","24043","WASHINGTON","Upper Potomac","Potomac River Basin","Non-Tidal Atm",139.07279969999999,78.728393550000007,78.728393550000007,78.728393550000007,78.728393550000007,78.728393550000007,78.728393550000007,78.728388129999999,78.728384509999998]
["F24043PU3_3390_3730","24043","WASHINGTON","Upper Potomac","Potomac River Basin","Septic",0,0,0,0,0,0,0,0,0]
["F24043PU3_3390_3730","24043","WASHINGTON","Upper Potomac","Potomac River Basin","Stormwater",188.7196002,156.54376600000001,152.7412071,149.07384110000001,148.95773320000001,149.49287799999999,152.6643028,140.98718679999999,133.15117319999999]
["F24043PU3_3390_3730","24043","WASHINGTON","Upper Potomac","Potomac River Basin","Wastewater",0,0,0,0,0,0,0,0]
["F24043PU6_3440_3590","24043","WASHINGTON","Upper Potomac","Potomac River Basin","Agriculture",227.79059369999999,168.29909570000001,158.4895544,154.84509159999999,152.22797199999999,152.01155439999999,145.245082,148.87251459999999,142.46115470000001]
["F24043PU6_3440_3590","24043","WASHINGTON","Upper Potomac","Potomac River Basin","Forest",875.23233789999995,737.3600083,736.38639460000002,746.52285759999995,746.89744949999999,745.93175499999995,737.74194720000003,747.83195350000005,755.46232610000004]
["F24043PU6_3440_3590","24043","WASHINGTON","Upper Potomac","Potomac River Basin","Non-Tidal Atm",426.35119630000003,241.35519410000001,241.35519410000001,241.35519410000001,241.35519410000001,241.35519410000001,241.35519410000001,241.35522270000001,241.35524169999999]
["F24043PU6_3440_3590","24043","WASHINGTON","Upper Potomac","Potomac River Basin","Septic",0,0,0,0,0,0,0,0,0]
["F24043PU6_3440_3590","24043","WASHINGTON","Upper Potomac","Potomac River Basin","Stormwater",0,0,0,0,0,0,20.25994682,0,0]
["F24043PU6_3440_3590","24043","WASHINGTON","Upper Potomac","Potomac River Basin","Wastewater",0,0,0,0,0,0,0,0]
["F24043PU6_3530_3440","24043","WASHINGTON","Upper Potomac","Potomac River Basin","Agriculture",38.600197889999997,28.38764437,26.83842203,26.37076188,25.98921636,25.83798191,24.757982800000001,25.28948364,24.256858050000002]
["F24043PU6_3530_3440","24043","WASHINGTON","Upper Potomac","Potomac River Basin","Forest",100.854084,84.450228690000003,84.462928289999994,85.616505630000006,85.745779029999994,85.682567599999999,82.119630340000001,85.778331879999996,86.655267609999996]
["F24043PU6_3530_3440","24043","WASHINGTON","Upper Potomac","Potomac River Basin","Non-Tidal Atm",57.682540889999999,32.653781889999998,32.653781889999998,32.653781889999998,32.653781889999998,32.653781889999998,32.653781889999998,32.653780519999998,32.653779610000001]
["F24043PU6_3530_3440","24043","WASHINGTON","Upper Potomac","Potomac River Basin","Septic",0,0,0,0,0,0,0,0,0]
["F24043PU6_3530_3440","24043","WASHINGTON","Upper Potomac","Potomac River Basin","Stormwater",108.4580517,90.788796899999994,88.596648689999995,86.431758880000004,86.285633090000005,86.64551926,97.148349760000002,82.052031769999999,77.688953819999995]
["F24043PU6_3530_3440","24043","WASHINGTON","Upper Potomac","Potomac River Basin","Wastewater",0,0,0,0,0,0,0,0]
["F24043PU6_3590_3640","24043","WASHINGTON","Upper Potomac","Potomac River Basin","Agriculture",778.63969039999995,574.23100899999997,541.58325890000003,529.55796139999995,519.52484179999999,518.86197159999995,496.17809849999998,506.6593274,483.37670650000001]
["F24043PU6_3590_3640","24043","WASHINGTON","Upper Potomac","Potomac River Basin","Forest",442.681736,382.48995780000001,383.22693629999998,389.11594580000002,389.87730979999998,390.09348110000002,393.86602979999998,389.10483749999997,393.02343839999997]
["F24043PU6_3590_3640","24043","WASHINGTON","Upper Potomac","Potomac River Basin","Non-Tidal Atm",25.92052078,14.673469539999999,14.673469539999999,14.673469539999999,14.673469539999999,14.673469539999999,14.673469539999999,14.673471660000001,14.673473080000001]
["F24043PU6_3590_3640","24043","WASHINGTON","Upper Potomac","Potomac River Basin","Septic",0,0,0,0,0,0,0,0,0]
["F24043PU6_3590_3640","24043","WASHINGTON","Upper Potomac","Potomac River Basin","Stormwater",31.752431959999999,19.884315959999999,19.293856269999999,19.231370810000001,19.225102669999998,19.255652189999999,0,18.046616239999999,17.215122879999999]
["F24043PU6_3590_3640","24043","WASHINGTON","Upper Potomac","Potomac River Basin","Wastewater",0,0,0,0,0,0,0,0]
["F24043PU6_3600_3602","24043","WASHINGTON","Upper Potomac","Potomac River Basin","Agriculture",3899.9730570000002,2855.5007049999999,2722.0760399999999,2656.5287119999998,2610.6501819999999,2610.9446119999998,2494.6476250000001,2527.3311269999999,2397.5011850000001]
["F24043PU6_3600_3602","24043","WASHINGTON","Upper Potomac","Potomac River Basin","Forest",5041.5791929999996,4282.4205169999996,4281.7262270000001,4342.5947569999998,4346.8212579999999,4343.5213320000003,4400.1693269999996,4345.7189330000001,4388.3807379999998]
["F24043PU6_3600_3602","24043","WASHINGTON","Upper Potomac","Potomac River Basin","Non-Tidal Atm",580.27117920000001,328.48849489999998,328.48849489999998,328.48849489999998,328.48849489999998,328.48849489999998,328.48849489999998,328.4885281,328.48855020000002]
["F24043PU6_3600_3602","24043","WASHINGTON","Upper Potomac","Potomac River Basin","Septic",0,44.830699920000001,45.748229979999998,46.235641479999998,47.211048130000002,48.428520200000001,0,39.691843859999999,35.65425312]
["F24043PU6_3600_3602","24043","WASHINGTON","Upper Potomac","Potomac River Basin","Stormwater",306.09256649999998,229.6531229,222.9028874,225.83581090000001,231.24714230000001,228.35774230000001,0,209.80170910000001,201.06759030000001]
["F24043PU6_3600_3602","24043","WASHINGTON","Upper Potomac","Potomac River Basin","Wastewater",0,0,0,0,0,0,0,0]
["F24043PU6_3602_3730","24043","WASHINGTON","Upper Potomac","Potomac River Basin","Agriculture",2354.961198,1724.169112,1643.548051,1603.713201,1576.7992959999999,1576.2726339999999,1506.245885,1510.621895,1422.0044580000001]
["F24043PU6_3602_3730","24043","WASHINGTON","Upper Potomac","Potomac River Basin","Forest",1074.6341319999999,918.65590280000004,921.66526409999994,933.63671490000002,934.98614880000002,935.09701159999997,967.35810089999995,934.85375550000003,943.64608310000006]
["F24043PU6_3602_3730","24043","WASHINGTON","Upper Potomac","Potomac River Basin","Non-Tidal Atm",526.67382810000004,298.14739989999998,298.14739989999998,298.14739989999998,298.14739989999998,298.14739989999998,298.14739989999998,298.14738419999998,298.1473737]
["F24043PU6_3602_3730","24043","WASHINGTON","Upper Potomac","Potomac River Basin","Septic",0,5.4542379380000003,5.4474449160000002,5.4474468229999999,5.8287668229999996,6.2377791399999998,0,4.6580120420000002,4.1317234589999998]
["F24043PU6_3602_3730","24043","WASHINGTON","Upper Potomac","Potomac River Basin","Stormwater",223.0976162,209.86341709999999,205.03265759999999,222.03361319999999,229.903267,230.44245910000001,118.21024319999999,199.29686709999999,195.47300680000001]
["F24043PU6_3602_3730","24043","WASHINGTON","Upper Potomac","Potomac River Basin","Wastewater",0,0,0,0,0,0,0,0]
["F24043PU6_3610_3530","24043","WASHINGTON","Upper Potomac","Potomac River Basin","Agriculture",711.14676729999996,520.89871029999995,496.69094250000001,484.5449658,475.76433270000001,476.28831939999998,454.9751718,468.8572916,450.30152440000001]
["F24043PU6_3610_3530","24043","WASHINGTON","Upper Potomac","Potomac River Basin","Forest",1935.655716,1632.8964539999999,1631.39418,1654.0081789999999,1654.9527889999999,1653.374611,1596.034271,1657.323296,1674.6093739999999]
["F24043PU6_3610_3530","24043","WASHINGTON","Upper Potomac","Potomac River Basin","Non-Tidal Atm",445.91931149999999,252.4326935,252.4326935,252.4326935,252.4326935,252.4326935,252.4326935,252.43267900000001,252.43266929999999]
["F24043PU6_3610_3530","24043","WASHINGTON","Upper Potomac","Potomac River Basin","Septic",0,0,0,0,0,0,0,0,0]
["F24043PU6_3610_3530","24043","WASHINGTON","Upper Potomac","Potomac River Basin","Stormwater",297.589539,240.38467729999999,234.44909440000001,229.16582489999999,228.77023310000001,229.7822266,396.70739750000001,218.2676859,207.4800802]
["F24043PU6_3610_3530","24043","WASHINGTON","Upper Potomac","Potomac River Basin","Wastewater",0,0,0,0,0,0,0,0]
["F24043PU6_3640_3600","24043","WASHINGTON","Upper Potomac","Potomac River Basin","Agriculture",4136.3176780000003,3051.2798870000001,2878.2771520000001,2813.174391,1572.5752500000001,1560.520749,1535.1782579999999,2687.4398030000002,2560.2149039999999]
["F24043PU6_3640_3600","24043","WASHINGTON","Upper Potomac","Potomac River Basin","Forest",2209.371063,1908.2923740000001,1912.5117499999999,1942.1969759999999,2020.4870370000001,2021.689018,1939.675285,1941.6495910000001,1961.0748189999999]
["F24043PU6_3640_3600","24043","WASHINGTON","Upper Potomac","Potomac River Basin","Non-Tidal Atm",1231.034058,696.88220209999997,696.88220209999997,696.88220209999997,696.88220209999997,696.88220209999997,696.88220209999997,696.88218270000004,696.88216980000004]
["F24043PU6_3640_3600","24043","WASHINGTON","Upper Potomac","Potomac River Basin","Septic",0,4.9949412349999998,4.9887189870000004,4.988721848,4.9887189870000004,4.9890828129999996,4.98825407,4.3200655809999997,3.8742966440000002]
["F24043PU6_3640_3600","24043","WASHINGTON","Upper Potomac","Potomac River Basin","Stormwater",15.45317638,16.317679999999999,15.88757479,15.66755962,15.80197764,15.921857360000001,211.90309149999999,14.719580629999999,13.94091785]
["F24043PU6_3640_3600","24043","WASHINGTON","Upper Potomac","Potomac River Basin","Wastewater",0,0,0,0,0,0,0,0]
["F24043PU6_3690_3610","24043","WASHINGTON","Upper Potomac","Potomac River Basin","Agriculture",17.398182569999999,12.935842600000001,12.301881229999999,11.77091495,11.591211510000001,11.44150657,10.89235865,11.42371434,10.838269739999999]
["F24043PU6_3690_3610","24043","WASHINGTON","Upper Potomac","Potomac River Basin","Forest",512.08057780000001,429.84536739999999,429.06187820000002,434.84777639999999,434.97302439999999,434.28490449999998,424.51967819999999,435.87565840000002,440.41817850000001]
["F24043PU6_3690_3610","24043","WASHINGTON","Upper Potomac","Potomac River Basin","Non-Tidal Atm",40.019279480000002,22.654710770000001,22.654710770000001,22.654710770000001,22.654710770000001,22.654710770000001,22.654710770000001,22.654709220000001,22.65470818]
["F24043PU6_3690_3610","24043","WASHINGTON","Upper Potomac","Potomac River Basin","Septic",0,0,0,0,0,0,0,0,0]
["F24043PU6_3690_3610","24043","WASHINGTON","Upper Potomac","Potomac River Basin","Stormwater",13.14670372,9.6958904260000001,9.3990364080000006,9.3985223770000008,9.4273500440000007,9.4081602100000001,45.454799649999998,8.8733412890000007,8.5228778770000009]
["F24043PU6_3690_3610","24043","WASHINGTON","Upper Potomac","Potomac River Basin","Wastewater",0,0,0,0,0,0,0,0]
["F24043PU6_3730_3750","24043","WASHINGTON","Upper Potomac","Potomac River Basin","Agriculture",3266.4099740000001,2391.4231009999999,2279.4165670000002,2224.905628,2184.7284519999998,2186.7728689999999,2089.355055,2082.3065529999999,1950.8998770000001]
["F24043PU6_3730_3750","24043","WASHINGTON","Upper Potomac","Potomac River Basin","Forest",2661.2875979999999,2246.7157739999998,2249.3400339999998,2277.7085950000001,2279.2181089999999,2277.197326,2312.8422999999998,2280.740358,2301.6739069999999]
["F24043PU6_3730_3750","24043","WASHINGTON","Upper Potomac","Potomac River Basin","Non-Tidal Atm",443.41879269999998,251.0171967,251.0171967,251.0171967,251.0171967,251.0171967,251.0171967,251.01716830000001,251.0171493]
["F24043PU6_3730_3750","24043","WASHINGTON","Upper Potomac","Potomac River Basin","Septic",5.6572551730000002,5.6572551730000002,5.6502079959999998,5.6502108570000003,5.6502079959999998,5.6506199840000004,5.6496810909999997,4.8046135980000004,4.2408840000000003]
["F24043PU6_3730_3750","24043","WASHINGTON","Upper Potomac","Potomac River Basin","Stormwater",668.88574219999998,587.31318380000005,573.35357850000003,602.29358669999999,607.81215280000004,619.64366150000001,477.40139770000002,544.27775050000002,524.89386509999997]
["F24043PU6_3730_3750","24043","WASHINGTON","Upper Potomac","Potomac River Basin","Wastewater",44620.42237,5639.4809569999998,5639.4809569999998,5639.4809569999998,5639.4809569999998,5639.4809569999998,0,4493.0413850000004,3728.748337]
["F24043PU6_3750_3752","24043","WASHINGTON","Upper Potomac","Potomac River Basin","Agriculture",2991.1598800000002,2190.3674460000002,2087.8433719999998,2037.811537,2002.407207,2002.8334520000001,1913.5246050000001,1895.4048539999999,1767.112509]
["F24043PU6_3750_3752","24043","WASHINGTON","Upper Potomac","Potomac River Basin","Forest",3361.0487979999998,2860.2491989999999,2860.5319979999999,2901.8834689999999,2905.427506,2903.711319,2918.7482450000002,2899.7037310000001,2925.818221]
["F24043PU6_3750_3752","24043","WASHINGTON","Upper Potomac","Potomac River Basin","Non-Tidal Atm",526.7908936,298.2137146,298.2137146,298.2137146,298.2137146,298.2137146,298.2137146,298.21369499999997,298.21368200000001]
["F24043PU6_3750_3752","24043","WASHINGTON","Upper Potomac","Potomac River Basin","Septic",0,20.463939669999998,20.438449859999999,20.438459399999999,20.438449859999999,20.439939500000001,0,17.284121620000001,15.181236119999999]
["F24043PU6_3750_3752","24043","WASHINGTON","Upper Potomac","Potomac River Basin","Stormwater",85.351250649999997,67.092309,65.336710929999995,64.287792210000006,64.389270789999998,64.365278250000003,0,59.3137428,55.298430719999999]
["F24043PU6_3750_3752","24043","WASHINGTON","Upper Potomac","Potomac River Basin","Wastewater",0,0,0,0,0,0,0,0]
["F24043PU6_3752_4080","24043","WASHINGTON","Upper Potomac","Potomac River Basin","Agriculture",10320.75124,7556.4305619999996,7202.9336279999998,7029.8370830000003,6921.1562610000001,6908.8616810000003,6601.3588630000004,6478.8422309999996,5996.1146330000001]
["F24043PU6_3752_4080","24043","WASHINGTON","Upper Potomac","Potomac River Basin","Forest",3703.1999209999999,3190.7515870000002,3205.006515,3256.1435999999999,3261.4196320000001,3266.162018,3312.1170659999998,3247.4040319999999,3275.6690429999999]
["F24043PU6_3752_4080","24043","WASHINGTON","Upper Potomac","Potomac River Basin","Non-Tidal Atm",844.10961910000003,477.84631350000001,477.84631350000001,477.84631350000001,477.84631350000001,477.84631350000001,477.84631350000001,477.8463241,477.84633120000001]
["F24043PU6_3752_4080","24043","WASHINGTON","Upper Potomac","Potomac River Basin","Septic",0,18.58470917,18.561559679999998,18.561569209999998,18.93279076,19.331949229999999,5.2445359229999999,15.569593530000001,13.57494943]
["F24043PU6_3752_4080","24043","WASHINGTON","Upper Potomac","Potomac River Basin","Stormwater",730.58245939999995,726.18231949999995,708.39601900000002,706.71694079999997,763.93608099999994,725.62725060000002,543.00860599999999,643.25754319999999,599.83189259999995]
["F24043PU6_3752_4080","24043","WASHINGTON","Upper Potomac","Potomac River Basin","Wastewater",0,0,0,0,0,0,0,0]
["F24043PU6_4080_4180","24043","WASHINGTON","Upper Potomac","Potomac River Basin","Agriculture",2223.6735619999999,1627.934137,1551.918056,1514.667461,1487.311393,1488.63501,1422.377375,1384.4139250000001,1272.7445049999999]
["F24043PU6_4080_4180","24043","WASHINGTON","Upper Potomac","Potomac River Basin","Forest",924.20256800000004,784.03703689999998,787.07935710000004,797.35125349999998,797.92450719999999,798.52668759999995,815.54182820000005,797.04294279999999,803.68533319999995]
["F24043PU6_4080_4180","24043","WASHINGTON","Upper Potomac","Potomac River Basin","Non-Tidal Atm",198.30790709999999,112.26110079999999,112.26110079999999,112.26110079999999,112.26110079999999,112.26110079999999,112.26110079999999,112.26109580000001,112.2610925]
["F24043PU6_4080_4180","24043","WASHINGTON","Upper Potomac","Potomac River Basin","Septic",0,30.916379930000002,31.514520650000001,31.83287048,27.984849929999999,28.120420459999998,0,26.37997519,22.956944889999999]
["F24043PU6_4080_4180","24043","WASHINGTON","Upper Potomac","Potomac River Basin","Stormwater",479.5227471,409.83750149999997,399.05858610000001,412.70042999999998,421.9449864,421.54363819999998,383.53730769999999,369.08471079999998,349.10212730000001]
["F24043PU6_4080_4180","24043","WASHINGTON","Upper Potomac","Potomac River Basin","Wastewater",0,0,0,0,0,0,0,0]
["F24043PU6_4180_4150","24043","WASHINGTON","Upper Potomac","Potomac River Basin","Agriculture",1106.1710290000001,816.11509769999998,776.37220679999996,757.57283619999998,743.98150069999997,743.45159590000003,710.56451319999996,697.25620260000005,644.51219979999996]
["F24043PU6_4180_4150","24043","WASHINGTON","Upper Potomac","Potomac River Basin","Forest",7991.5158080000001,6721.5778810000002,6710.9479380000002,6802.2736199999999,6804.8386529999998,6795.0187990000004,6857.8239739999999,6795.8613349999996,6852.4702660000003]
["F24043PU6_4180_4150","24043","WASHINGTON","Upper Potomac","Potomac River Basin","Non-Tidal Atm",359.24731450000002,203.36810299999999,203.36810299999999,203.36810299999999,203.36810299999999,203.36810299999999,203.36810299999999,203.36809239999999,203.36808540000001]
["F24043PU6_4180_4150","24043","WASHINGTON","Upper Potomac","Potomac River Basin","Septic",0,15.992059709999999,15.97214031,15.972149849999999,15.97214031,15.97329998,9.5823936459999999,13.290387730000001,11.50255267]
["F24043PU6_4180_4150","24043","WASHINGTON","Upper Potomac","Potomac River Basin","Stormwater",420.13782409999999,242.89491910000001,235.57106089999999,235.16557789999999,235.67435459999999,235.73875520000001,0,213.98102170000001,199.58766220000001]
["F24043PU6_4180_4150","24043","WASHINGTON","Upper Potomac","Potomac River Basin","Wastewater",0,0,0,0,0,0,0,0]
["F24045EL0_5760_0000","24045","WICOMICO","Lower Eastern Shore","Eastern Shore of Chesapeake Bay","Agriculture",0,0,0,0,0,0,0,0,0]
["F24045EL0_5760_0000","24045","WICOMICO","Lower Eastern Shore","Eastern Shore of Chesapeake Bay","Forest",0.72598317999999995,0.61035115100000004,0.81845248500000001,0.70818794500000004,0.72021908800000001,0.87930352599999995,1.1377357619999999,0.82224621600000003,0.82477537000000001]
["F24045EL0_5760_0000","24045","WICOMICO","Lower Eastern Shore","Eastern Shore of Chesapeake Bay","Non-Tidal Atm",0,0,0,0,0,0,0,0,0]
["F24045EL0_5760_0000","24045","WICOMICO","Lower Eastern Shore","Eastern Shore of Chesapeake Bay","Septic",5.3539137840000004,6.1568579669999997,5.6025228499999997,5.221697807,5.2232151030000002,5.2258062360000004,0,4.0919343210000001,3.0848753009999998]
["F24045EL0_5760_0000","24045","WICOMICO","Lower Eastern Shore","Eastern Shore of Chesapeake Bay","Stormwater",100.99517350000001,90.491619099999994,87.319789880000002,86.430038460000006,86.830348959999995,93.859587899999994,93.138998520000001,72.622792559999994,62.824794349999998]
["F24045EL0_5760_0000","24045","WICOMICO","Lower Eastern Shore","Eastern Shore of Chesapeake Bay","Wastewater",0,0,0,0,0,0,0,0]
["F24510WM0_3650_0001","24510","BALTIMORE CITY","Patapsco/Back","Western Shore of Chesapeake Bay","Agriculture",0,0,0,0,0,0,0,0,0]
["F24510WM0_3650_0001","24510","BALTIMORE CITY","Patapsco/Back","Western Shore of Chesapeake Bay","Forest",0.316464258,0.24428566700000001,0.243123371,0.26724329600000002,0.26724329600000002,0.260922987,0.244626805,0.245343018,0.24682278199999999]
["F24510WM0_3650_0001","24510","BALTIMORE CITY","Patapsco/Back","Western Shore of Chesapeake Bay","Non-Tidal Atm",0,0,0,0,0,0,0,0,0]
["F24510WM0_3650_0001","24510","BALTIMORE CITY","Patapsco/Back","Western Shore of Chesapeake Bay","Septic",0,0,0,0,0,0,0,0,0]
["F24510WM0_3650_0001","24510","BALTIMORE CITY","Patapsco/Back","Western Shore of Chesapeake Bay","Stormwater",40.705156799999997,29.480031489999998,28.521865129999998,28.322724109999999,27.51839185,27.53622365,27.711026189999998,25.060210210000001,22.752440270000001]
["F24510WM0_3650_0001","24510","BALTIMORE CITY","Patapsco/Back","Western Shore of Chesapeake Bay","Wastewater",0,0,0,0,0,0,0,0]
["F24510WM0_3960_0000","24510","BALTIMORE CITY","Patapsco/Back","Western Shore of Chesapeake Bay","Agriculture",0,0,0,0,0,0,0,0,0]
["F24510WM0_3960_0000","24510","BALTIMORE CITY","Patapsco/Back","Western Shore of Chesapeake Bay","Forest",3.5667381580000002,2.87609534,2.8695257679999999,3.1609054809999999,3.1609054809999999,3.1110115949999999,4.6517747999999998E-2,2.8792465489999999,2.8857270700000002]
["F24510WM0_3960_0000","24510","BALTIMORE CITY","Patapsco/Back","Western Shore of Chesapeake Bay","Non-Tidal Atm",15.17704964,7.2126441000000003,7.2126441000000003,7.2126441000000003,7.2126441000000003,7.2126441000000003,7.2126441000000003,7.212644128,7.2126441469999998]
["F24510WM0_3960_0000","24510","BALTIMORE CITY","Patapsco/Back","Western Shore of Chesapeake Bay","Septic",0,0,0,0,0,0,0,0,0]
["F24510WM0_3960_0000","24510","BALTIMORE CITY","Patapsco/Back","Western Shore of Chesapeake Bay","Stormwater",532.30987549999998,419.56790160000003,409.83049010000002,396.30130009999999,389.41679379999999,389.91040040000001,405.97099300000002,316.32761549999998,253.99236579999999]
["F24510WM0_3960_0000","24510","BALTIMORE CITY","Patapsco/Back","Western Shore of Chesapeake Bay","Wastewater",0,0,0,0,0,0,0,0]
["F24510WM0_3961_0000","24510","BALTIMORE CITY","Patapsco/Back","Western Shore of Chesapeake Bay","Agriculture",0,0,0,0,0,0,0,0,0]
["F24510WM0_3961_0000","24510","BALTIMORE CITY","Patapsco/Back","Western Shore of Chesapeake Bay","Forest",0,0,0,0,0,1.938239E-3,1.938239E-3,0,0]
["F24510WM0_3961_0000","24510","BALTIMORE CITY","Patapsco/Back","Western Shore of Chesapeake Bay","Non-Tidal Atm",0,0,0,0,0,0,0,0,0]
["F24510WM0_3961_0000","24510","BALTIMORE CITY","Patapsco/Back","Western Shore of Chesapeake Bay","Septic",0,0,0,0,0,0,0,0,0]
["F24510WM0_3961_0000","24510","BALTIMORE CITY","Patapsco/Back","Western Shore of Chesapeake Bay","Stormwater",95.634233469999998,71.310911180000005,69.223300940000001,68.112920759999994,66.406379700000002,66.490680699999999,66.821989060000007,54.67936143,44.983401749999999]
["F24510WM0_3961_0000","24510","BALTIMORE CITY","Patapsco/Back","Western Shore of Chesapeake Bay","Wastewater",0,0,0,0,0,0,0,0]
["F24510WM1_3910_0001","24510","BALTIMORE CITY","Patapsco/Back","Western Shore of Chesapeake Bay","Agriculture",0,0,0,0,0,0,0,0,0]
["F24510WM1_3910_0001","24510","BALTIMORE CITY","Patapsco/Back","Western Shore of Chesapeake Bay","Forest",0.47796244900000001,0.42256591100000002,0.42051364699999999,0.46249871399999998,0.46249871399999998,0.45330190799999998,0.268817056,0.42323287300000001,0.425045691]
["F24510WM1_3910_0001","24510","BALTIMORE CITY","Patapsco/Back","Western Shore of Chesapeake Bay","Non-Tidal Atm",0,0,0,0,0,0,0,0,0]
["F24510WM1_3910_0001","24510","BALTIMORE CITY","Patapsco/Back","Western Shore of Chesapeake Bay","Septic",0,0,0,0,0,0,0,0,0]
["F24510WM1_3910_0001","24510","BALTIMORE CITY","Patapsco/Back","Western Shore of Chesapeake Bay","Stormwater",80.733907700000003,60.190280909999998,58.448617939999998,57.461470599999998,56.117388730000002,56.117851260000002,57.25706864,48.70619568,42.211247499999999]
["F24510WM1_3910_0001","24510","BALTIMORE CITY","Patapsco/Back","Western Shore of Chesapeake Bay","Wastewater",0,0,0,0,0,0,0,0]